## All Page
SCHEDULE OF RATES
FOR
TERM CONTRACTS
FOR
BUILDING WORKS
2016 EDITION
Volume 2
(Building Services Works)
ARCHITECTURAL SERVICES DEPARTMENT
HONG KONG
ARCHITECTURAL SERVICES DEPARTMENT
HONG KONG
September 2016
NOTES TO USERS
To tie in with the Government's policy to reduce printed versions of government publications with a
view to reducing paper consumption, hard copies of this Schedule of Rates will not be put up for sale.
Electronic version of this edition including any Corrigendum (or Corrigenda) that may be issued
subsequent to this edition, can be viewed on and free for download from the Architectural Services
Department Internet homepage via the pathway herebelow:
http://www.archsd.gov.hk/en/publications-publicity.aspx
DISCLAIMER
This Schedule of Rates is solely compiled as a basis for tendering of Term Contracts for which the
Architectural Services Department is responsible. The Schedule rates may not necessarily reflect the
market values of materials / products / works as included in this Schedule.
There are no representations, either expressed or implied, as to the suitability of this Schedule for purposes
other than that stated above, and the Architectural Services Department does not accept any liability and
responsibility for any special, indirect or consequential loss or damages whatsoever arising out of or in
connection with the use of this Schedule or reliance placed on it.
Users who choose to adopt this Schedule for other purposes are responsible for making their own
assessments and judgment of all information contained here, and they shall acknowledge and shall deem to
have acknowledged any risks and consequences resulted from such use.
VOLUME 1
CONTENTS
Items | [25 empty] | Pages
Section |  |  |  | 00 |  |  |  |  | General Regulations .................................................................................................................................... | [15 empty] | 00/1 - 00/19
Section |  |  |  | 01 |  |  |  | Contract Facilities and Special Attendances................................................... | [9 empty] | 01001 - 01019 |  |  |  | ............... |  |  | 01/1 - 01/9
Section |  |  |  | 02 |  |  | Demolition..................................................................................................... | [10 empty] | 02001 - 02034 |  |  |  | ............... |  |  | 02/1 - 02/7
Section |  |  |  | 03 |  |  | Excavation..................................................................................................... | [10 empty] | 03001 - 03063 |  |  |  | ............... |  |  | 03/1 - 03/11
Section |  |  |  | 04 |  |  | Concrete Work............................................................................................... | [10 empty] | 04001 - 04125 |  |  |  | ............... |  |  | 04/1 - 04/16
Section |  |  |  | 05 |  |  | Brickwork and Blockwork............................................................................. | [10 empty] | 05001 - 05098 |  |  |  | ............... |  |  | 05/1 - 05/11
Section |  |  |  | 06 |  |  | Masonry......................................................................................................... | [10 empty] | 06001 - 06035 |  |  |  | ............... |  |  | 06/1 - 06/8
Section |  |  |  | 07 |  |  | Roofing and Waterproofing........................................................................... | [10 empty] | 07001 - 07112 |  |  |  | ............... |  |  | 07/1 - 07/19
Section |  |  |  | 08 |  |  | Carpentry and Joinery.................................................................................... | [10 empty] | 08001 - 08248 |  |  |  | ............... |  |  | 08/1 - 08/35
Section |  |  |  | 09 |  |  | Ironmongery.................................................................................................. | [10 empty] | 09001 - 09336 |  |  |  | ............... |  |  | 09/1 - 09/26
Section |  |  |  | 10 |  |  | Steel and Metal Work.................................................................................... | [10 empty] | 10001 - 10482 |  |  |  | ............... |  |  | 10/1 - 10/62
Section |  |  |  | 11 |  |  | Plastering and Finishes.................................................................................. | [10 empty] | 11001 - 11403 |  |  |  | ............... |  |  | 11/1 - 11/42
Section |  |  |  | 12 |  |  | Roadwork and Cable Duct............................................................................. | [10 empty] | 12001 - 12066 |  |  |  | ............... |  |  | 12/1 - 12/14
Section |  |  |  | 13 |  |  | Plumbing and Drainage................................................................................. | [10 empty] | 13001 - 13619 |  |  |  | ............... |  |  | 13/1 - 13/70
Section |  |  |  | 14 |  |  | Glazing.......................................................................................................... | [10 empty] | 14001 - 14112 |  |  |  | ............... |  |  | 14/1 - 14/16
Section |  |  |  | 15 |  |  | Painting......................................................................................................... | [10 empty] | 15001 - 15335 |  |  |  | ............... |  |  | 15/1 - 15/47
Section |  |  |  | 16 |  |  | Repairs and Alterations to Specialty Works................................................... | [10 empty] | 16001 - 16038 |  |  |  | ............... |  |  | 16/1 - 16/12
Section |  |  |  | 17 |  |  | Labour........................................................................................................... | [10 empty] | 17001 - 17034 |  |  |  | ............... |  |  | 17/1 - 17/7
Section |  |  |  | 18 |  |  | Temporary Plant and Facilities ..................................................................... | [10 empty] | 18001 - 18050 |  |  |  | ............... |  |  | 18/1 - 18/10
Section |  |  |  | 19 |  |  | Recreational / Sports Surfacing and Protective Padding................................. | [10 empty] | 19001 - 19061 |  |  |  | ............... |  |  | 19/1 - 19/12
Section |  |  |  | 20 |  |  | Fixtures and Fittings...................................................................................... | [10 empty] | 20001 - 20365 |  |  |  | ............... |  |  | 20/1 - 20/41
Section |  |  |  | 21 |  |  | Partitions and Cubicle System........................................................................ | [10 empty] | 21001 - 21079 |  |  |  | ............... |  |  | 21/1 - 21/11
Section |  |  |  | 22 |  |  | Landscape Work............................................................................................ | [10 empty] | 22001 - 22314 |  |  |  | ............... |  |  | 22/1 - 22/34
Section |  |  |  | 23 |  |  | Geotechnical Works....................................................................................... | [10 empty] | 23001 - 23086 |  |  |  | ............... |  |  | 23/1 - 23/22
Section |  |  |  | 24 |  |  | Preservation and Protection of Preserved Trees............................................. | [10 empty] | 24001 - 24007 |  |  |  | ............... |  |  | 24/1 - 24/5
Section |  |  |  | 25 |  |  | Control Treatment on Pests, Termites and Red Imported Fire Ants................ | [10 empty] | 25001 - 25020 |  |  |  | ............... |  |  | 25/1 - 25/7
1 of 3
VOLUME 1 (Cont'd)
CONTENTS
Items | [21 empty] | Pages
Section |  |  |  | 61 |  |  | Site Safety...................................................................................................... | [10 empty] | 61001 - 61010 |  |  |  | ............... |  |  | 61/1 - 61/7
Section |  |  |  | 62 |  |  | Site Cleanliness and Tidiness......................................................................... | [10 empty] | 62001 - 62002 |  |  |  | ............... |  |  | 62/1 - 62/3
Section |  |  |  | 63 |  | Trip Ticket System......................................................................................... | [11 empty] | 63001 - 63002 |  |  |  | ............... |  |  | 63/1 - 63/3
Section |  |  |  | 64 |  | Monitoring Payment of Wages...................................................................... | [11 empty] | 64001 - 64003 |  |  |  | ............... |  |  | 64/1 - 64/5
Section |  |  |  | 65 |  | Sub-contractor Management Plan ................................................................. | [11 empty] | 65001 - 65002 |  |  |  | ............... |  |  | 65/1 - 65/2
Annex 'A' - Drawing Schedule and Drawings for Builder's Works ................................................................................................. | [24 empty] | A/1 - A/38
Annex 'B' - Grouping of Plant Materials.......................................................................................................................................... | [24 empty] | B/1 - B/8
Annex 'C' - Tables of Metal Weights, etc........................................................................................................................................ | [24 empty] | C/1 - C/34
VOLUME 2
CONTENTS
Items | [21 empty] | Pages
Section |  |  |  | 00 |  | General Regulations .................................................................................................................................... | [18 empty] | 00/1 - 00/19
Section |  |  |  | 01 |  | Contract Facilities and Special Attendances................................................... | [11 empty] | 01001 - 01019 |  |  |  | ............... |  |  | 01/1 - 01/9
Section |  |  |  | 27 |  | Electrical Installation - Lighting System and Fixtures.................................... | [11 empty] | 27001 - 27848 |  |  |  | ............... |  |  | 27/1 - 27/69
Section |  |  |  | 28 |  | Electrical Installation - Small Power Distribution.......................................... | [11 empty] | 28001 - 28563 |  |  |  | ............... |  |  | 28/1 - 28/37
Section |  |  |  | 29 |  | Electrical Installation - Main Distribution Systems........................................ | [11 empty] | 29001 - 29733 |  |  |  | ............... |  |  | 29/1 - 29/38
Section |  |  |  | 30 |  | Electrical Installation - Miscellaneous............................................................ | [11 empty] | 30001 - 30812 |  |  |  | ............... |  |  | 30/1 - 30/60
Section |  |  |  | 31 |  | Low Voltage Cubicle Switchboard................................................................. | [11 empty] | 31001 - 31111 |  |  |  | ............... |  |  | 31/1 - 31/10
Section |  |  |  | 32 |  | Emergency Generator Installation.................................................................. | [11 empty] | 32001 - 32108 |  |  |  | ............... |  |  | 32/1 - 32/11
Section |  |  |  | 33 |  | Burglar Alarm and Security........................................................................... | [11 empty] | 33001 - 33099 |  |  |  | ............... |  |  | 33/1 - 33/13
Section |  |  |  | 34 |  | Public Address System ................................................................................. | [11 empty] | 34001 - 34037 |  |  |  | ............... |  |  | 34/1 - 34/6
Section |  |  |  | 35 |  | Broadcast Reception...................................................................................... | [11 empty] | 35001 - 35022 |  |  |  | ............... |  |  | 35/1 - 35/5
2 of 3
VOLUME 2 (Cont'd)
CONTENTS
Items | [21 empty] | Pages
Section |  |  |  | 36 |  | Heating, Ventilation and Air-Conditioning - Pipework ................................. | [11 empty] | 36001 - 36596 |  |  |  | ............... |  |  | 36/1 - 36/45
Section |  |  |  | 37 |  | Heating, Ventilation and Air-Conditioning - Ductwork ................................ | [11 empty] | 37001 - 37211 |  |  |  | ............... |  |  | 37/1 - 37/16
Section |  |  |  | 38 |  | Heating, Ventilation and Air-Conditioning - Equipment................................ | [11 empty] | 38001 - 38797 |  |  |  | ............... |  |  | 38/1 - 38/65
Section |  |  |  | 39 |  | Heating, Ventilation and Air-Conditioning - Electrical Power Supply,
Control and Monitoring System..................................................................... | [17 empty] | 39001 - 39058 |  |  |  | ............... |  |  | 39/1 - 39/5
Section |  |  |  | 40 |  | Fire Services.................................................................................................. | [11 empty] | 40001 - 40383 |  |  |  | ............... |  |  | 40/1 - 40/32
Section |  |  |  | 41 |  | Liquefied Petroleum Gas............................................................................... | [11 empty] | 41001 - 41091 |  |  |  | ............... |  |  | 41/1 - 41/13
Section |  |  |  | 42 |  | Town Gas...................................................................................................... | [11 empty] | 42001 - 42048 |  |  |  | ............... |  |  | 42/1 - 42/7
Section |  |  |  | 43 |  | Medical Gases............................................................................................... | [11 empty] | 43001 - 43259 |  |  |  | ............... |  |  | 43/1 - 43/26
Section |  |  |  | 44 |  | Catering Equipment....................................................................................... | [11 empty] | 44001 - 44095 |  |  |  | ............... |  |  | 44/1 - 44/14
Section |  |  |  | 45 |  | Swimming Pool Water Treatment Installation............................................... | [11 empty] | 45001 - 45110 |  |  |  | ............... |  |  | 45/1 - 45/15
Section |  |  |  | 46 |  | Crane and Hoist Installation........................................................................... | [11 empty] | 46001 - 46025 |  |  |  | ............... |  |  | 46/1 - 46/5
Section |  |  |  | 47 |  | Fuel Supply System....................................................................................... | [11 empty] | 47001 - 47050 |  |  |  | ............... |  |  | 47/1 - 47/9
Section |  |  |  | 48 |  | Chimney........................................................................................................ | [11 empty] | 48001 - 48075 |  |  |  | ............... |  |  | 48/1 - 48/8
Section |  |  |  | 49 |  | Sewage Treatment Installation....................................................................... | [11 empty] | 49001 - 49025 |  |  |  | ............... |  |  | 49/1 - 49/8
Annex 'A' - Drawings for Building Services Works ........................................................................................................................ | [24 empty] | A/1 - A/9
3 of 3
Section 00
GENERAL REGULATIONS
00 |  |  |  | GENERAL REGULATIONS | [13 empty] | 00
SECTION 00
GENERAL REGULATIONS
Associated |  |  |  | GR.01 | [6 empty] | This Schedule of Rates (hereinafter referred to as “this Schedule” or "the Schedule") shall be
documents |  |  |  | read and used in conjunction with : -
(a) | [13 empty] | The General Conditions of Contract and Special Conditions of Contract adopted for
the Term Contract.
(b) | [13 empty] | The Conditions of Tender, Form of Tender and Articles of Agreement of the Term Contract.
(c) | [13 empty] | Drawings, Specification and Employer’s Requirements of the Term Contract.
(d) | [13 empty] | The term “Specification” shall mean the General Specification, Codes of Practice and
other documents referred herein below, Particular Specifications and all other
specification requirements issued therein and referred to in the Term Contract.
(e) | [13 empty] | The General Specifications and other documents for building works including but not
limited to the document as listed below including all current amendments issued thereto,
and any further document all as referred to in the Term Contract : -
(i) | [15 empty] | General Specification for Building issued by Architectural Services Department.
(ii) | [15 empty] | Appropriate Sections of General Specification for Civil Engineering Works
issued by Civil Engineering and Development Department.
(iii) | [15 empty] | Design Manual : Barrier Free Access issued by Buildings Department.
(iv) | [15 empty] | Code of Practice for Fire Safety in Buildings issued by Buildings Department.
(v) | [15 empty] | The Fresh Water Plumbing Maintenance Guide, Handbook on Plumbing
Installation for Buildings, Hong Kong Waterworks Standard Requirements for
Plumbing Installations in Buildings, Maintenance of Internal Plumbing and
Circular Letters issued to Licensed Plumbers and Authorized Persons
by Water Supplies Department.
(vi) | [15 empty] | Geotechnical Manual for Slopes, Geoguide 5 - Guide To Slope Maintenance
and other relevant Geoguides issued by Geotechnical Engineering Office,
Civil Engineering Department.
(f) | [13 empty] | The General Specifications, Codes of Practice and other documents for building services
installations including but not limited to the document as listed below, which are issued by
Architectural Services Department or Electrical and Mechanical Services Department
including all current amendments issued thereto, and any further document all as referred to
in the Term Contract : -
(i) | [15 empty] | General Specification for Electrical Installation in Government Buildings of the
Hong Kong Special Administrative Region issued by Architectural Services
Department.
(ii) | [14 empty] | General Specification for Air Conditioning, Refrigeration, Ventilation and Central
Monitoring and Control System Installation in Government Buildings of the Hong
Kong Special Administrative Region issued by Architectural Services Department.
00/1
00 |  |  |  | GENERAL REGULATIONS | [10 empty] | 00
Associated |  |  |  | GR.01 | [6 empty] | (f) |  |  | (iii) | General Specification for Mechanical Installation in Government Buildings of
documents |  |  |  | (Cont'd) | [6 empty] | the Hong Kong Special Administrative Region issued by Architectural
(Cont'd) |  |  |  | Services Department.
(iv) | [14 empty] | General Specification for Fire Service Installation in Government Buildings of
the Hong Kong Special Administrative Region issued by Architectural
Services Department.
(v) | [14 empty] | General Specification for Lift, Escalator and Passenger Conveyor Installation
in Government Buildings of the Hong Kong Special Administrative Region
issued by Architectural Services Department.
(vi) | [14 empty] | General Specification for Liquefied Petroleum Gas Installation in Government
Buildings of the Hong Kong Special Administrative Region issued by
Architectural Services Department.
(vii) | [14 empty] | General Specification for Catering Equipment Installation in Government
Buildings of the Hong Kong Special Administrative Region issued by
Architectural Services Department.
(viii) | [14 empty] | General Specification for Swimming Pool Water Treatment Installation in
Government Buildings of the Hong Kong Special Administrative Region
issued by Architectural Services Department.
(ix) | [14 empty] | General Requirements for Electronic Contract (ESG01) issued by Electrical
and Mechanical Services Department.
(x) | [14 empty] | General Specification for Broadcast Reception Installation in Government
Buildings of the Hong Kong Special Administrative Region issued by
Architectural Services Department.
(xi) | [14 empty] | General Specification for Public Address Systems (ESG11) issued by
Electrical and Mechanical Services Department.
(xii) | [14 empty] | General Technical Specification for Monochrome and Colour Closed Circuit
Television Systems (ESG14) issued by Electrical and Mechanical Services
Department.
(xiii) | [14 empty] | General Technical Specification for Uninterruptible Power Supply (UPS)
(ESG15) issued by Electrical and Mechanical Services Department.
(xiv) | [14 empty] | General Specification for Plumbing and Drainage Installation in Government
Buildings of the Hong Kong Special Administrative Region issued by
Architectural Services Department.
(xv) | [14 empty] | Code of Practice for the Electricity (Wiring) Regulations issued by Electrical
and Mechanical Services Department.
(xvi) | [14 empty] | Code of Practice for Energy Efficiency of Building Services Installation issued
by Electrical and Mechanical Services Department.
(xvii) | [14 empty] | Code of Practice on Working near Electricity Supply Lines issued by
Electrical and Mechanical Services Department.
00/2
00 |  |  |  | GENERAL REGULATIONS | [10 empty] | 00
Associated |  |  |  | GR.01 | [6 empty] | (f) |  |  | (xviii) | Code of Practice on Avoiding Danger from Gas Pipes issued by Electrical
documents |  |  |  | (Cont'd) | [6 empty] | and Mechanical Services Department.
(Cont'd)
(xix) | [14 empty] | Code of Practice for Hong Kong LPG Industry issued by Electrical and
Mechanical Services Department.
(xx) | [14 empty] | Code of Practice GU01, GU03 - 06, GU09, GU12, GU13, GU15 and
GU21 issued by Electrical and Mechanical Services Department.
(xxi) | [14 empty] | Code of Practice for Minimum Fire Service Installations and Equipment and
Inspection, Testing and Maintenance of Installations and Equipment issued by
Fire Services Department.
(xxii) | [14 empty] | Code of Practice for Lift Works and Escalator Works issued by Electrical
and Mechanical Services Department.
(xxiii) | [14 empty] | Testing and Commissioning Procedure for Electrical Installation in
Government Buildings of the Hong Kong Special Administrative Region
issued by Architectural Services Department.
(xxiv) | [14 empty] | Testing and Commissioning Procedure for Air-conditioning, Refrigeration,
Ventilation and Central Monitoring and Control System Installation in
Government Buildings of the Hong Kong Special Administrative Region
issued by Architectural Services Department.
(xxv) | [14 empty] | Testing and Commissioning Procedure for Fire Services Installation in
Government Buildings of the Hong Kong Special Administrative Region
issued by Architectural Services Department.
(xxvi) | [14 empty] | Testing and Commissioning Procedure for Lift, Escalator and Passenger
Conveyor Installation in Government Buildings of the Hong Kong Special
Administrative Region issued by Architectural Services Department.
(xxvii) | [14 empty] | Testing and Commissioning Procedure for Liquefied Petroleum Gas
Installation in Government Buildings of the Hong Kong Special Administrative
Region issued by Architectural Services Department.
(xxviii) Testing and Commissioning Procedure for Catering Equipment Installation in
Government Buildings of the Hong Kong Special Administrative Region
issued by Architectural Services Department.
(xxix) | [14 empty] | Testing and Commissioning Procedure for Swimming Pool Water Treatment
Installation in Government Buildings of the Hong Kong Special Administrative
Region issued by Architectural Services Department.
(xxx) | [14 empty] | Testing and Commissioning Procedure for Broadcast Reception Installation in
Government Buildings of the Hong Kong Special Administrative Region
issued by Architectural Services Department.
(xxxi) | [14 empty] | Testing and Commissioning Procedure for Burglar Alarm and Security
Installation in Government Buildings of the Hong Kong Special Administrative
Region issued by Architectural Services Department.
00/3
00 |  |  |  | GENERAL REGULATIONS | [10 empty] | 00
Associated |  |  |  | GR.01 | [6 empty] | (f) |  |  | (xxxii) | Testing and Commissioning Procedure for Emergency Generator Installation
documents |  |  |  | (Cont'd) | [6 empty] | in Government Buildings of the Hong Kong Special Administrative Region
(Cont'd) |  |  |  | issued by Architectural Services Department.
(xxxiii) Testing and Commissioning Procedure for Steam Boiler and Calorifier
Installation in Government Buildings of the Hong Kong Special Administrative
Region issued by Architectural Services Department.
(xxxiv) Testing and Commissioning Procedure for Plumbing and Drainage Installation
in Government Buildings of the Hong Kong Special Administrative Region
issued by Architectural Services Department.
(g) | [13 empty] | Particular Specification(s) and all other specification requirements issued and referred
to in the Term Contract.
(h) | [13 empty] | Any Amendments and Corrigenda to the Schedule of Rates issued and referred to in
the Term Contract.
All items of works contained in this Schedule and in the Amendments and Corrigenda to the
Schedule of Rates issued and referred to in the Term Contract, shall be executed in accordance
with the conditions and stipulations as provided in the above mentioned documents, and in
compliance with all requirements on workmanship, materials, plant, measurements and any other
requirements as stipulated in the above documents.
Due allowance is deemed to have been made in the Contract Percentages for complying with the
requirements in the Specification and/or Employer's Requirements as adopted in the Term
Contract.
Definitions |  |  |  | GR.02 | [6 empty] | Where any of the definitions given in these General Regulations are at variance with those given
generally |  |  |  | in the Special Conditions preceding the Sections throughout this Schedule, the definitions given
in the Sections in this Schedule shall take priority.
“approved” | [14 empty] | shall mean approved in writing by the Maintenance Surveyor but this
approval shall not relieve the Contractor from responsibilities imposed by the
Term Contract.
“described” | [14 empty] | shall mean described in the Specification and all current amendments (if any)
issued thereto.
“ditto” | [13 empty] | shall mean the whole of the work described in detail in the preceding item,
except as qualified in the description in which it occurs.
“origin” | [13 empty] | shall mean the place or country where the material (which shall be natural
material only) is originally produced.
“proprietary” | [14 empty] | shall mean a proprietary material or product, protected by a patent or
registered trade mark ® or a trade mark symbol ™ or similar recognizable
trade mark or copyright, that is manufactured and marketed by the owner
who has exclusive rights of use, or other material or product that the
Contractor could provide authentication documents on its make and origin as
required by the Maintenance Surveyor and to his satisfaction.
00/4
00 |  |  |  | GENERAL REGULATIONS | [10 empty] | 00
Definitions |  |  |  | GR.02 | [6 empty] | “Schedule” |  |  |  | shall mean this Schedule of Rates.
generally |  |  |  | (Cont'd)
(Cont'd) |  |  |  | “specified” | [10 empty] | shall mean specified in the Specification and all current amendments (if any)
issued thereto.
“submission” | [14 empty] | shall mean the submission of all documents like design, calculation, working
drawings, shop drawings, records, etc. as required in the Special Conditions
to each Section of the Schedule including obtaining the approval of the
Maintenance Surveyor on the submission.
"Term Contract" shall mean the Contract referring this Schedule as forming part of the
Contract.
Abbreviations |  |  |  | “exc.” | [9 empty] | shall mean exceeding.
“n.e.” | [13 empty] | shall mean not exceeding.
“c/w” | [13 empty] | shall mean complete with.
“xx - yy” | [14 empty] | shall mean a range of dimensions exceeding the first dimension as stated but
not exceeding the second, for example: "1.50 - 3.00" shall mean exceeding
1.50 and not exceeding 3.00.
“bore” | [13 empty] | shall mean nominal internal diameter.
“dia” | [13 empty] | shall mean nominal diameter.
“mm” | [13 empty] | shall mean millimetre.
“m” | [13 empty] | shall mean linear metre.
“m²” | [13 empty] | shall mean square metre.
“m³” | [13 empty] | shall mean cubic metre.
“kg” | [13 empty] | shall mean kilogram.
“AL” | [13 empty] | shall mean Accredited Laboratory which is an independent body accredited
by the Hong Kong Laboratory Accreditation Scheme (HOKLAS).
"B.S." | [13 empty] | shall mean British Standard.
"DIN" | [13 empty] | shall mean German Institute for Standardization.
"DBH" | [13 empty] | shall mean diameter of trunk of tree or plant measured at a height of 1.3 m
above ground level.
"EN" | [13 empty] | shall mean European Standard.
"FRR" | [13 empty] | shall mean fire resistance rating.
“G.S.” | [13 empty] | shall mean the General Specification and other documents referred to in
General Regulations Clause GR.01(e) and (f) where appropriate.
00/5
00 |  |  |  | GENERAL REGULATIONS | [10 empty] | 00
Abbreviations |  |  |  | GR.02 | [6 empty] | "MDF" |  |  | shall mean medium density fibreboard.
(Cont'd) |  |  |  | (Cont'd)
"PWL" | [13 empty] | shall mean Public Works Laboratories.
“RSE” | [13 empty] | shall mean Registered Structural Engineer.
“TCP” | [13 empty] | shall mean Technically Competent Person.
Methods of |  |  |  | GR.03 | [6 empty] | All works including “Supply only of materials” measured and paid for under this Schedule shall
measurement |  |  |  | be measured in accordance with the conditions and rules detailed herein irrespective of any
local or trade customs.
All works shall be measured net as completed or fixed in its place. Due consideration has been
made in the Schedule rates for works executed in small quantities, narrow widths, short
lengths, isolated patches, repairs, any height or locations above or below ground, difficult
positions or confined spaces or any other exceptional circumstances; and no additional
payment for such circumstances shall be made except where specifically provided for in this
Schedule.
All works of “Supply only of materials” shall be the net quantities specified in a Works Order.
No allowance or payment shall be made to the Contractor for small quantities, short lengths,
breakage or damage, delivery to store or any designated location as directed by the
Maintenance Surveyor or any other circumstance except where specifically provided for in this
Schedule.
Any disadvantage which may be entailed by items being performed under exceptional
circumstances must be regarded as being offset by other items which may be proven
exceptionally advantageous.
Overtime |  |  |  | GR.04 | [6 empty] | All works shall be deemed to be executed during any working hour in a 24 hour-day (from
00:00 hour to 24:00 hour) including Sundays and General Holidays. No additional payment
shall be made for any overtime including : -
(a) | [13 empty] | Overtime which is ordered by the Maintenance Surveyor in accordance with the
Conditions of Contract to expedite slow progress of the work caused by default,
negligence or omission by the Contractor.
(b) | [12 empty] | Watchmen or security guard at any time.
Deductions for |  |  |  | GR.05 | [5 empty] | Where a minimum area is defined for the deduction of voids, such minimum shall refer only to
voids |  |  |  | openings or wants detached from the boundaries of the space measured. Openings and wants
caused by projections from the boundary of the space measured shall always be the subject of
deduction, irrespective of size.
Curved or |  |  |  | GR.06 | [5 empty] | Except where specified items are included in this Schedule for curved or circular work, all
circular works |  |  |  | work shall be measured and priced as if straight and flat. Where specific items for curved work
or circular work are included, the maximum radius stated in such description shall be the limit
for which curved or circular work shall be paid for and any work curved to a radius greater
than this limit shall be measured and priced as if straight and flat.
00/6
00 |  |  |  | GENERAL REGULATIONS | [10 empty] | 00
Works executed |  |  |  | GR.07 | [5 empty] | Where appropriate throughout this Schedule and where specified in the Term Contract, the
by Specialist |  |  |  | following categories of works shall be executed by : -
Sub-contractors,
sub-contractors, |  |  |  | (a) | [8 empty] | Specialist Sub-contractors included in the list of Approved Suppliers of Materials and
etc. |  |  |  | Specialist Contractors for Public Works maintained by Development Bureau namely : -
(i) | [14 empty] | Air-conditioning Installation
(ii) | [14 empty] | Audio Electronics Installation
(iii) | [14 empty] | Broadcast Reception Installation
(iv) | [14 empty] | Burglar Alarm and Security Installation
(v) | [14 empty] | Catering Equipment Installation
(vi) | [14 empty] | Design, Manufacture and Installation of Glass (or Fibre) Reinforced Plastic
Units
(vii) | [14 empty] | Diesel Generator Installation
(viii) | [14 empty] | Electrical Installation
(ix) | [14 empty] | Electrical and Mechanical Installation for Sewage Treatment and Screening
Plant
(x) | [14 empty] | Electronic Timing and Display Installation
(xi) | [14 empty] | Fabrication of Steel Pipe Specials
(xii) | [14 empty] | Fabrication of Unfired Pressure Vessels
(xiii) | [14 empty] | Fire Service Installation
(xiv) | [14 empty] | Fountain Installation
(xv) | [14 empty] | Landscaping
(xvi) | [14 empty] | Landslip Preventive/Remedial Works to Slopes/Retaining Walls
(xvii) | [14 empty] | Lift, Escalator and Passenger Conveyor Installation
(xviii) | [14 empty] | Liquefied Petroleum Gas Installation
(xix) | [14 empty] | Low Voltage Cubicle Switchboard Installation
(xx) | [14 empty] | Mechanical Handling and Lifting Installation
(xxi) | [14 empty] | Mechanical Plant and Equipment Installation
(xxii) | [14 empty] | Plumbing Installation
(xxiii) | [14 empty] | Radio Electronics Installation
00/7
00 |  |  |  | GENERAL REGULATIONS | [10 empty] | 00
Works executed |  |  |  | GR.07 | [5 empty] | (a) |  |  | (xxiv) |  | Repair and Restoration of Historic Buildings
by Specialist |  |  |  | (Cont'd)
Sub-contractors, |  |  |  | (xxv) | [10 empty] | Repair of Motors, Transformers and Switchgear
sub-contractors,
etc. |  |  |  | (xxvi) | [10 empty] | Road Marking
(Cont'd)
(xxvii) | [14 empty] | Soil and Rock Testing
(xxviii) Space Frame Systems
(xxix) | [14 empty] | Steam and Compressed Air Installation
(xxx) | [14 empty] | Structural Steelwork
(xxxi) | [14 empty] | Supply and Installation of Pumpsets and Associated Pipework
(xxxii) | [14 empty] | Supply and Installation of Water Treatment Plant
(xxxiii) Supply of Bituminous Pavement Materials and Construction of Special
Bituminous Surfacing
(xxxiv) Swimming Pool Water Treatment Installation
(xxxv) | [14 empty] | Turn-key Interior Design and Fitting-out Works
(xxxvi) Uninterruptible Power Supply Installation
(xxxvii) Video Electronics Installation
(b) | [12 empty] | Maintenance Surveyor's approved sub-contractors or applicators namely : -
(i) | [14 empty] | Medical Gas
(ii) | [14 empty] | Town Gas
(iii) | [14 empty] | Curtain Walling
(iv) | [14 empty] | Fuel Supply
(v) | [14 empty] | Chimney
The above categories of specialist works are not exhaustive. Other categories of works, if
specified in the Term Contract, shall also be executed by Specialist Sub-contractors or other
approved sub-contractors or applicators.
Due allowance is deemed to have been made in the Contract Percentages for complying with
these requirements.
00/8
00 |  |  |  | GENERAL REGULATIONS | [10 empty] | 00
Latest standards |  |  |  | GR.08 | [5 empty] | Where materials, workmanship and works are specified in this Schedule to be in conformity
and specification |  |  |  | with certain British Standards or other International Standards, or to be in accordance with
certain G.S. Items, Code of Practice and the like, they shall deem to be referred to the latest
relevant and equivalent standards and amendments as specified in the Specification; or where
no specific dates are stated, they shall deem to be referred to the latest relevant and equivalent
standards and specification current and published on or after the date 10 days prior to the
tender closing date for the Term Contract unless otherwise specified. If conflict occurs
between various standards, then the more onerous is to apply.
Due allowance is deemed to have been made in the Contract Percentages for complying with
these requirements.
Imperial equivalents |  |  |  |  | GR.09 |  |  |  |  | Whenever practicable, the Contractor shall supply materials in metric sizes and execute the
where required or |  |  |  | works strictly in accordance with the metric dimensions specified. Imperial equivalents may be
necessary |  |  |  | accepted only when circumstances prohibit compliance with this sub-clause (for example,
statutory obligations) or where the Maintenance Surveyor considers it impracticable,
undesirable or impossible to use metric sizes or dimensions or when suitable materials are not
available in metric sizes.
The provision of this sub-clause shall not apply to materials which are specified in this Schedule
by their actual manufactured sizes or their metric equivalents (for example, roof tiles, plywood,
building boards, p.v.c. pipes, mosaic tiles) or classified in accordance with the relevant British
Standards (for example, copper pipes) or other International Standards.
Schedule rates |  |  |  | GR.10 | [5 empty] | The rates throughout this Schedule shall include for : -
(a) | [12 empty] | All materials supplied, and all works and services executed complying strictly with the
Specification as detailed in General Regulations Clause GR.01 and the provision or
execution of all samples of materials or finished works in patterns where required.
(b) | [12 empty] | Provision of all materials and cutting and wastage on the same, except where
otherwise stated, including collection, loading, conveyance, delivery, unloading,
stacking, storage of the same, multi-handling between positions as directed on Site
and provision of storage accommodation, handling, hoisting, lowering, distributing, etc.
to specified location.
(c) | [12 empty] | Provision of all labour including contributions to Mandatory Provident Fund, paid
leave, travelling expenses, lodging allowance or living accommodation and any other
allowances as required.
(d) | [12 empty] | Provision of all tools, plant, temporary water, power and lighting, watching and work
sheds.
(e) | [12 empty] | All expenses for delivery, distribution or transportation of articles, materials, labour,
personnel, tools, plant, work sheds etc. by all means including land, sea or air except
otherwise specifically provided for in the Special Conditions of each Section in this
Schedule or when specifically required and ordered by the Maintenance Surveyor.
(f) | [12 empty] | Executing work in any position, location and height unless otherwise stated.
00/9
00 |  |  |  | GENERAL REGULATIONS | [10 empty] | 00
Schedule rates |  |  |  | GR.10 | [5 empty] | (g) |  |  | Providing record of photograph, location plan and schedule of existing trees, if any,
(Cont'd) |  |  |  | (Cont'd) | [5 empty] | within and in close vicinity (within 2.00 m) of the site boundary and works areas
including protective and preservative works/measures such as tree surgery works,
temporary fencing, etc. and the like, allowance for method of operation and vehicular
access for tree preservation throughout the period of the Works and removing all
temporary protective and preservative works/measures on completion and making
good all works disturbed.
(h) | [12 empty] | Setting up monitor points for controlling noise, vibration, settlement and lateral
movement imposed on adjoining properties including provision of equipment, technical
and supervisory personnel carrying out daily monitoring and submission of records as
directed by the Maintenance Surveyor.
(i) | [12 empty] | Providing and maintaining temporary access and road as G.S. Item 1.25 and making
good to match existing.
(j) | [12 empty] | Providing and maintaining temporary drainage system as G.S. Item 1.26 and making
good to match existing.
(k) | [12 empty] | Provision of drawings including shop drawings and/or as built drawings, and operation
and maintenance manuals, and carrying out tests on samples or finished works
including the submission of test reports and test certificates to the satisfaction of the
Maintenance Surveyor; unless specifically provided otherwise in the Schedule.
(l) | [12 empty] | Allowance for the works to be executed by Specialist Sub-contractors, Maintenance
Surveyor's approved sub-contractors and applicators where required in the
Specification, or as stated in the Special Conditions of each Section of the Schedule.
(m) | [12 empty] | Carrying out tests by the Public Works Laboratories (PWL) or by an independent
body accredited by the Hong Kong Laboratory Accreditation Scheme (HOKLAS)
(hereinafter referred to as the "Accredited Laboratory") (AL) including provision and
submission of sampling and analysis methodology to the Maintenance Surveyor for
approval prior to conducting any tests. The testing laboratories to be engaged by the
Contractor shall be approved by the Maintenance Surveyor. The testing laboratories
shall submit test results directly from the laboratory to the Maintenance Surveyor in
sealed envelopes.
(n) | [12 empty] | Conducting compliance tests on structural works by the PWL/AL. The testing
laboratories to be engaged by the Contractor shall be approved by the Maintenance
Surveyor. The testing laboratories shall submit test results directly from the laboratory
to the Maintenance Surveyor in sealed envelopes.
(o) | [12 empty] | Certification including the employment of independent certification bodies wherever
required or necessary.
(p) | [12 empty] | Provision, erection, maintenance, alteration, dismantling and clearing away of the following
temporary works and protective measures that are required for the execution and
completion of the Works unless specifically provided otherwise in the Schedule : -
(i) | [14 empty] | All bamboo, metal or proprietary scaffolding, staging, ladders, trestles, cradles,
gondolas, platforms and similar items complete with all netting, coverings, screens,
dust sheets, barricades, catch-fans, protective canopies, etc.;
00/10
00 |  |  |  | GENERAL REGULATIONS | [10 empty] | 00
Schedule rates |  |  |  | GR.10 | [5 empty] | (p) |  |  | (ii) |  | All types of hoardings and walkways complete with gateways, adequate
(Cont'd) |  |  |  | (Cont'd) | [5 empty] | lighting, associated power supply and electrical work as required by the
Maintenance Surveyor including the types of hoardings and walkways
(including internal metal/aluminium hoardings) referred to in Section 10 - Steel
and Metal Work of this Schedule and other proprietary hoardings and
walkways systems, and the submission of detailed drawings together with
supporting calculations certified by TCP or RSE for approval and provision
of operation manuals of other proprietary hoardings and walkways systems
not referred to in Section 10 - Steel and Metal Work; and
(iii) | [14 empty] | Similar temporary measures including but not limited to protective shield
coverings, fences, barriers and the like and/or other protective measures
specifically covered by the Special Conditions of each Section in this
Schedule, and the erection, alteration and dismantling of such temporary
measures on a daily basis where required by the Maintenance Surveyor for
all necessary protection to new works and the public from harm, dust or
nuisance.
The drawings referred to in Section 10 - Steel and Metal Work of this Schedule and
in sub-clause (ii) above are not exhaustive and would be subject to change. The
Contractor is deemed to allow for complying with the latest requirements.
(q) | [12 empty] | Clearing away debris, surplus materials or other materials arising from the works and
leaving the works and areas affected by the works clean and tidy on completion to the
satisfaction of the Maintenance Surveyor.
(r) | [12 empty] | Provision of mechanical dump truck covers in accordance with Particular
Specification for Mechanical Dump Truck Covers.
(s) | [12 empty] | All superintendence, establishment charges, overhead, expenses and profit.
(t) | [12 empty] | Any cost and/or expenses incurred for carrying out the works at all times including
working outside normal working hours as provided in General Regulations Clause
GR.04.
(u) | [12 empty] | Any costs and/or expenses in supplying materials or products to match existing works,
finishes or systems when instructed by the Maintenance Surveyor, except when such
materials or products are not specifically mentioned in this Schedule.
(v) | [12 empty] | Any other expenses incurred in conforming with the Term Contract.
(w) | [12 empty] | Reinstatement and making good surfaces disturbed.
(x) | [12 empty] | Imperial equivalents wherever required or necessary.
Where the Contractor considers any of the rate contained in the Schedule is insufficient or
inadequate, the Contractor is deemed to have made all necessary allowances in the Contract
Percentages adjustment and/or in any other priced items in the Term Contract for executing the
works as contained in the Schedule and in compliance with all requirements as stipulated in the
Term Contract.
00/11
00 |  |  |  | GENERAL REGULATIONS | [10 empty] | 00
Schedule rates and |  |  |  | GR.11 | [5 empty] | The Schedule rates in this Schedule are derived from the basic rates of provisions of labour,
application of |  |  |  | materials, plant and all other provisions as stated in this Schedule including adjustments made
Contract |  |  |  | to the basic rates giving due consideration of factors including market trends, trade practices
Percentages |  |  |  | and the management efficiency and bidding strategies of contractors as reflected in the past
term contracts procurement.
The Schedule rates also take into account conditions under which term contracts works are
executed, which may include but not be limited to works executed in small quantities or large
quantities, narrow widths, short lengths, isolated patches, repairs, any height or locations above
or below ground, difficult positions or confined spaces or any other exceptional circumstances
of the works.
The Schedule rates shall apply to the valuation of works instructed by the Maintenance
Surveyor, and in all cases, the Schedule rates to be paid for the works shall be determined and
applied before applying any relevant Contract Percentages.
The Contract Percentages including any percentage addition as priced and included in the
Contract shall include the Contractor's profits and overheads, attendance, all costs and
expenses incurred in connection with the Works and are necessary in fulfilling the requirements
of the Term Contract where they are not separately itemized or stated in this Schedule,
including the works or services assessed under proportional rate items, star rate items and
re-applicable rate items.
Rates for items |  |  |  | GR.12 | [5 empty] | Rates for items not specifically mentioned in this Schedule shall be valued as follows : -
not specifically
mentioned in |  |  |  | (a) | [8 empty] | Proportional rate |  |  |  | When an article, a material, workmanship or service is of similar
this Schedule |  |  |  | form, character or quality to that detailed in the Schedule or
executed under similar conditions and circumstances as
described therein, then at a rate equal to a Schedule rate but
with a fair adjustment for the difference in form, character and
quality or in conditions and circumstances, and such rate to be
agreed upon between the Maintenance Surveyor and the
Contractor.
Such proportional rate shall be subject to relevant Contract
Percentages adjustment.
(b) | [12 empty] | Star rate |  | When an article, a material, workmanship or service is not of similar
form, character or quality to that detailed in the Schedule or not
executed under similar conditions and circumstances as described
therein, or when work or material of any kind which is not detailed in
the Schedule, then at a reasonable rate to be agreed upon between
the Maintenance Surveyor and the Contractor.
Such star rate shall not be subject to relevant Contract
Percentages adjustment unless otherwise specifically stated.
(c) | [12 empty] | Re-applicable rate |  |  |  | A rate fixed in accordance with the Term Contract requirements
and to be re-applicable in any other Works Orders as approved
by the Maintenance Surveyor for the whole duration of the Term
Contract and not subject to adjustment of fluctuation and
Contract Percentages adjustment.
00/12
00 |  |  |  | GENERAL REGULATIONS | [10 empty] | 00
Materials supplied |  |  |  | GR.13 | [5 empty] | When materials are supplied to the Contractor by Government or other designated suppliers,
by Government or |  |  |  | no allowance shall be made to the Contractor other than the payment for “Fix only” (“Lay only”
other designated |  |  |  | or “Set only”, etc.) as detailed under the appropriate items of this Schedule.
suppliers
“Supply only” |  |  |  | GR.14 | [5 empty] | The term “Supply only” used throughout this Schedule shall mean the provision complete by
the Contractor of an article, a fitting or a material. The rates for such items shall include for,
where applicable, obtaining and taking delivery of the articles, fittings or materials, transporting
by land, sea, or air to sites or Government stores or other designated locations as directed by
the Maintenance Surveyor, and all necessary off-loading and moving into sites, Government
stores or other designated locations.
The rates listed in the “SUPPLY ONLY OF MATERIALS” in each Section of this Schedule
shall include all the foregoing charges and allowance for replacement of materials damaged
during delivery to sites, off-loading and moving into sites, Government stores or other
designated locations as directed by the Maintenance Surveyor.
“Take down |  |  |  | GR.15 | [5 empty] | The term “Take down (“Take up” or “Take out”, etc.) and clear away” used throughout this
(“Take up” or |  |  |  | Schedule shall mean execution complete by the Contractor of the work of taking down, taking
“Take out”, etc.) |  |  |  | up or taking out of an existing article, fitting or material either in whole or in part and removing
and clear away” |  |  |  | from Site and disposing of the same. The rates for such items shall include for all or any of the
following : -
(a) | [12 empty] | Works executed by skilled labourers of the required trades, unless specifically
provided otherwise in the Schedule.
(b) | [12 empty] | Payment of all fees and charges.
(c) | [12 empty] | Taking down, taking up or taking out of the articles, fittings or materials either in whole
or in part together with any associated plugs, holdfasts, lugs, brackets and other
fixings and all necessary cutting out and disposal.
(d) | [12 empty] | Making good any works disturbed and any damage to surrounding surfaces and filling
up all mortices, holes, etc. or alternatively leaving the same open and clean to receive
readily new articles, fittings or materials.
(e) | [12 empty] | Reinstatement and making good surfaces disturbed.
(f) | [12 empty] | Preparing edges, ends or surfaces of remaining materials to receive junctions with
new.
(g) | [12 empty] | Taking up or removing covers, access doors, etc. and the like for the execution of the
works and re-fixing the same on completion.
The articles, fittings, or materials taken down shall become property of the Contractor. Unless
otherwise specified, due allowance for credits has been considered in the Schedule rates
where applicable.
00/13
00 |  |  |  | GENERAL REGULATIONS | [10 empty] | 00
“Take down (“Take |  |  |  |  | GR.16 |  |  |  |  | The term “Take down (“Take up” or “Take out”, etc.) and set aside for re-use” used
up” or “Take out”, |  |  |  | throughout this Schedule shall mean execution complete by the Contractor of the work of
etc.) and set aside |  |  |  | taking down, taking up or taking out of an existing article, fitting or material either in whole or in
for re-use” |  |  |  | part and setting the same aside on site or transporting to Government stores or other
Government sites for subsequent re-use. The rates for such items shall include for all or any of
the following : -
(a) | [12 empty] | Works executed by skilled labourers of the required trades, unless specifically
provided otherwise in the Schedule.
(b) | [12 empty] | Payment of all fees and charges.
(c) | [12 empty] | Carefully taking down, taking up or taking out of the articles, fittings or materials
together with associated plugs, holdfasts, lugs, brackets and other fixings and all
necessary cutting out and disposal.
(d) | [12 empty] | Thoroughly cleaning, oiling and adjusting the articles, fittings or materials ready for
re-use, dismantling, re-assembling again as necessary, moving and stacking or putting
into stores on sites or alternatively loading, transporting, unloading and moving to
Government stores or other Government sites.
(e) | [12 empty] | Making good any works disturbed and any damage to surrounding surfaces and filling
up all mortices, holes, etc. or alternatively leaving the same open and clean to receive
readily re-used or new articles, fittings or materials.
(f) | [12 empty] | Reinstatement and making good surfaces disturbed.
(g) | [12 empty] | Preparing edges, ends or surfaces of remaining materials to receive junctions with re-used
or new.
(h) | [12 empty] | Repairing or replacing at Contractor's own cost any damage caused to the articles,
fittings or materials during taking down, taking up, taking out, etc. and transit.
(i) | [12 empty] | Taking up or removing covers, access doors, etc. and the like for the execution of the
works and re-fixing the same on completion.
“Fix only” |  |  |  | GR.17 | [5 empty] | The term “Fix only” (“Lay only” or “Set only”, etc.) used throughout this Schedule shall mean
(“Lay only” |  |  |  | execution complete by the Contractor of the work of fixing, laying, setting, jointing, re-fixing,
or “Set only”, |  |  |  | re-laying, re-setting and re-jointing an article, a fitting or a material made available free of
etc.) |  |  |  | charge to the Contractor by Government or it has been previously taken down. The prior
taking down of the existing articles, fittings or materials shall be measured separately and paid
for at the appropriate rates under applicable Sections of this Schedule. The rates for such items
shall include for any or all of the following : -
(a) | [12 empty] | Works executed by skilled labourers of the required trades, unless specifically
provided otherwise in the Schedule.
(b) | [12 empty] | Payment of all fees and charges.
(c) | [12 empty] | Taking delivery of the articles, fittings or materials at Government stores or other
designated suppliers, loading, transporting to sites, unloading, checking and examining
the same and storing on sites and returning any crates and other packings to
Government stores, if required.
00/14
00 |  |  |  | GENERAL REGULATIONS | [10 empty] | 00
“Fix only” |  |  |  | GR.17 | [5 empty] | (d) |  |  | Taking the articles, fittings or materials from stores on sites, sorting, cutting and fitting,
(“Lay only” |  |  |  | (Cont'd) | [5 empty] | fabricating, assembling, moving, hoisting, distributing at locations, fixing, laying, setting,
or “Set only”, |  |  |  | jointing, re-fixing, re-laying, re-setting and re-jointing in new or existing work, opening
etc.) |  |  |  | or position.
(Cont'd)
(e) | [12 empty] | Providing all fixing and jointing materials such as nails, bolts, nuts, washers, screws,
gaskets, mastic, adhesive, mortar and the like or other fixing and jointing materials
made available from taking down.
(f) | [12 empty] | Executing all plugging and screwing, jointing, cutting all mortices and grouting the
same, and executing all cutting, fitting, easing or adapting necessary to the articles,
fittings or materials to the positions in which the same are to be fixed, and oiling and
leaving in good working order.
(g) | [12 empty] | Making good any damage caused to the articles, fittings or materials and surrounding
surfaces and making good new or existing finishes up to the same.
(h) | [12 empty] | Reinstatement and making good surfaces disturbed.
When the articles, fittings or materials despite having been taken down from another positions
and set aside for re-use or having been delivered by Government or other designated suppliers
or their agents are made available on site, no deduction shall be made from the rates of “Fix
only”(“Lay only” or “Set only”, etc.) for transporting the said articles, fittings or materials to
Site.
Built up fittings or |  |  |  | GR.18 | [5 empty] | The rates for “Take down and clear away”, “Take down and set aside for re-use” and “Fix
composite units |  |  |  | only” are not intended to cover built up fittings or composite units, i.e. fittings or units that are
fabricated and can be moved in their entirety or broken down into fabricated components.
These items are to be measured as the appropriate items in the respective Sections unless
otherwise provided in this Schedule.
Nominated |  |  |  | GR.19 | [5 empty] | When works are carried out by Nominated Sub-contractors and facilities for the execution of
Sub-contractors' |  |  |  | such works are afforded to the Nominated Sub-contractors by the Contractor and accounts
accounts |  |  |  | for such works are paid by the Contractor in accordance with the Conditions of Contract, the
percentage addition allowed to the Contractor on the net cost of such works shall be as that
contained in the Form of Tender for “Profit and Attendance on Nominated Sub-contractors'
Works”.
“Making good” |  |  |  | GR.20 | [5 empty] | The term “Making good” shall be understood as including all labour and materials necessary to
bring the disturbed area to the same appearance, colour, texture, etc., in the same materials as
the surrounding work and shall include for painting, colouring and/or varnishing any new work
to match the surrounding existing work to the entire satisfaction of the Maintenance Surveyor.
Daywork |  |  |  | GR.21 | [5 empty] | When daywork is ordered by the Maintenance Surveyor, measurement of daywork shall be
made according to the Special Conditions set out in Section 17 - Labour and Section 18 -
Temporary Plant and Facilities of this Schedule.
00/15
00 |  |  |  | GENERAL REGULATIONS | [10 empty] | 00
“Utility Connection |  |  |  | GR.22 | [5 empty] | The term “Utility Connection And Pavement Works” shall mean the works of drainage
And Pavement |  |  |  | connection, water supply connection, construction of run-in and reinstatement of footways
Works” |  |  |  | which shall be executed complete by contractors selected and employed by the Contractor
from the “List of Approved Contractor for Public Works in Group A, B or C for Road &
Drainage Works” for the drainage connection and construction of run-in and reinstatement of
footways and from the “List of Approved Contractors for Public Works in Group A, B or C
for Waterworks” for the water supply connection work.
When Utility Connection and Pavement Works are required to be executed under the Term
Contract and are ordered specifically by the Maintenance Surveyor for such purpose, the
Contractor shall be reimbursed a lump sum fee payment as included in Item 03063 in Section
03 – Excavation of this Schedule for compliance with the requirements stated herein and as
provided in the Term Contract for the Utility Connection and Pavement Works. This lump sum
fee payment is an allowance made for all costs and expenses other than the valued works
executed in connection with the Utility Connection and Pavement Works under the relevant
Sections in this Schedule, and shall include for the following : -
(a) | [12 empty] | Complying with the requirements and procedures in connection with the Utility
Connection And Pavement Works specified in the Particular Specification referred to
in the Term Contract and submitting assessments and reports as required.
(b) | [12 empty] | Liaising with the relevant authorities and utility companies, preparing and submitting
relevant drawings, programmes and documents and completing all the forms in
connection with the Utility Connection And Pavement Works.
(c) | [12 empty] | Submitting all the detailed particulars in connection with the granting of an Excavation
Permit [Note : Excavation Permit means any excavation permit issued by the Government
in respect of the Utility Connection And Pavement Works under Section 8 of the Land
(Miscellaneous Provision) Ordinance] as required by the Maintenance Surveyor.
(d) | [12 empty] | Obtaining approvals and permits from relevant utility companies or Government
departments.
(e) | [12 empty] | Complying with the conditions of any Excavation Permit applicable to the Utility
Connection And Pavement Works.
(f) | [12 empty] | Providing and maintaining temporary road or access where required for pedestrian and
vehicular traffic diversions and subsequent clearing away after completion of the Works.
(g) | [12 empty] | Providing and maintaining traffic control as G.S. Item 1.18.
(h) | [12 empty] | Locating and protecting existing services as G.S. Item 1.22.
(i) | [12 empty] | Carrying out all necessary site inspections (including handing over inspections) jointly
with the relevant authorities and utility companies.
(j) | [12 empty] | Provision of identification tapes along the water connection mains.
(k) | [12 empty] | Cleaning and sterilization of fresh water mains for making connections.
(l) | [12 empty] | Provision of as built drawings and test reports as specified.
(m) | [12 empty] | Protection of curbs, masking and unmasking of drainage channels, manhole covers,
gully gratings, expansion joints, road studs and road marking.
00/16
00 |  |  |  | GENERAL REGULATIONS | [10 empty] | 00
“Utility Connection |  |  |  | GR.22 | [5 empty] | (n) |  |  | Provision, maintenance and removal of all measures to maintain traffic flow including
And Pavement |  |  |  | (Cont'd) | [5 empty] | labour and temporary traffic diversion lighting and signs and paying all charges
Works” |  |  |  | incurred.
(Cont'd)
(o) | [12 empty] | Provision, maintenance and removal of temporary road, walkway, covers to trenches
and the like.
(p) | [12 empty] | Making good all surfaces, features, etc. and the like disturbed by all temporary road,
access, traffic control, pedestrian footway, etc. and the like to match existing and
including all requirements as stipulated in the Term Contract for carrying out the Utility
Connection and Pavement Works.
This lump sum fee payment shall only be paid once for each location specified in the Works
Order. Works executed in connection with the Utility Connection and Pavement Works shall
be measured separately in accordance with the General Regulations and the Special
Conditions of the relevant Sections in this Schedule.
Submission of |  |  |  | GR.23 | [5 empty] | All quantities shall be measured and rounded to the nearest two decimals of a unit.
measurement
and accounts
Materials/ |  |  |  | GR.24 | [5 empty] | All materials / products shall generally be based on the corresponding properties and/or
Products |  |  |  | performance standards as stipulated in the Specification (as defined in General Regulations
Clause GR.01(d) herein) and/or as set out in this Schedule.
Where materials, products or works in this Schedule are stipulated as "proprietary",
"approved", of "specific quality" or by their origins of which properties and/or performance
standards are specified without their brand names, authentication documents on such materials,
products or works including certificates of origins, technical literature and catalogues, test
certificates and/or compliance test reports, manufacturers' guarantees or warranties, samples
and mock-ups of these materials, products or works together with other documents required
by the Maintenance Surveyor should be submitted or provided for the Maintenance Surveyor's
written approval before purchase, delivery and execution. If any of these materials, products or
works delivered or executed without the Maintenance Surveyor's prior written approval, or
are not carried out to the Maintenance Surveyor's satisfaction, they should be removed or
reinstated by the Contractor at his own expenses. The Maintenance Surveyor may also adjust
this payment to the Contractor in accordance with General Regulations Clause GR.26.
For all materials, products and works within the definition of "proprietary" in General
Regulations Clause GR.02, the Contractor, if required by the Maintenance Surveyor, shall
provide a certificate of patent or registered trade mark or copy right; or provide authentication
documents like the make or origin of the materials or products, test reports, test certificates,
operation and maintenance manuals, warranties and manufacturer's guarantees and any other
document that could provide the authentication to the same effect; and provide local project
reference to demonstrate that the materials, products and works have proven track record of
similar application, all to the satisfaction of the Maintenance Surveyor. The Contractor shall
further be required to have specific proprietary materials / products / works executed by
approved sub-contractors / applicators and submit technical literature, method statements, etc.
where required by the Maintenance Surveyor or as stated in the Term Contract.
Due allowance is deemed to have been made in the Contract Percentages for complying with
all of the above requirements.
00/17
00 |  |  |  | GENERAL REGULATIONS | [10 empty] | 00
Materials/Products |  |  |  | GR.25 | [5 empty] | Certain materials / products in this Schedule are stipulated as of “specific quality”. These shall
specified as |  |  |  | generally be materials / products of significance, such as those that are safety critical,
“specific quality” |  |  |  | prestigious in nature, or such are required to create a specific visual impact to the completed
works, or are critical to the completed works from their functionality, operation and
maintenance perspectives that the quality of such materials / products exceeds the requirement
generally stated in the General Specification and in the Term Contract.
The Contractor shall provide authentication of documentary evidence and proof including those
specified in this Clause and General Regulations Clause GR.24 herein to identify and justify the
properties and/or performance standards of "specific quality" of the subject materials /
products are generally of higher quality than that specified in the General Specification and the
requirements as stated in the Specification of the Term Contract, for the Maintenance
Surveyor's approval. Such proof may include carrying out appropriate quality tests to verify
the quality of the subject materials / products is of quality higher than that specified in the
General Specification, or obtaining certification from an independent testing authority / expert
(to be approved by the Maintenance Surveyor) confirming of such specific quality.
Due allowance is deemed to have been made in the Contract Percentages for complying with
all of the above requirements.
Payment for |  |  |  | GR.26 | [5 empty] | Throughout this Schedule and including items valued under General Regulations Clause GR.12,
materials/products |  |  |  | the payment of materials / products shall generally be assessed according to the corresponding
properties or performance standards as set out in this Schedule (with reference to the
Specification) regardless of whether the materials / products are specified with brand names or
referred as "proprietary", "approved", of "specific quality" or by their origins, or not.
The onus of proof is vested with the Contractor to identify the origins, properties and/or
performance standards of materials / products used in the works corresponding to those set
out in this Schedule (with reference to the Specification) and / or approved or accepted by the
Maintenance Surveyor, and to provide the necessary documentary evidence and
authentications including but not limited to certificates of origins, certificates of patent,
registered trade marks or copy rights, local job references to demonstrate that the materials,
products and works have poven track records of similar applications, technical literature and
catalogues, test certificates and / or compliance test reports, manufacturers' guarantees or
warranties, sub-contractors' / applicators' warranties and the like of the materials / products
specified or approved all to the satisfaction of the Maintenance Surveyor, and for use by the
Maintenance Surveyor for payment of the corresponding materials / products as set out in this
Schedule.
In the absence of any documentary evidence and authentications that are required to
demonstrate the conformity or compliance of the materials / products / works with the
respective "proprietary", "approved", of "specific quality", origins or brand names, the
assessment of such materials / products / works may be based on the basic costs of the
materials / products / works that are available in the Schedule as ascertained by the
Maintenance Surveyor, or otherwise the Maintenance Surveyor shall withhold or deduct the
value of such materials / products / works that are not being carried out to his satisfaction from
the final value of the works.
00/18
00 |  |  |  | GENERAL REGULATIONS | [10 empty] | 00
Adjustment |  |  |  | GR.27 | [5 empty] | Whenever the unit rate for an item exceeds $99,999.99, it has been divided by a factor
to unit rates |  |  |  | (“adjustment factor”) to reduce the figure to fall within $99,999.99 (“adjusted rate”) for
exceeding |  |  |  | inclusion in this Schedule. Such unit rate before adjustment is described in the item description
$99,999.99 |  |  |  | as the actual rate. When the adjusted rate is to be used for all purposes under the Term
Contract, such adjusted rate shall be multiplied by the adjustment factor to revert it back to the
actual rate before making any adjustment of the relevant Contract Percentages.
Application of |  |  |  | GR.28 | [5 empty] | This Schedule comprises Volume 1 for Builder's Works and Volume 2 for Building Services
Schedule rates |  |  |  | Works (B.S. Works). The compilation of unit rates in these two volumes of Schedule of Rates
are made with due consideration on the specific natures, purposes and requirements which
would vary for the execution of the builder's works and the building services works.
Where similar Schedule rates are found in different Sections, whether within the same volume
or different volume of the Schedule, such valuation shall in so far as reasonable be based on
Schedule rates of the same Section under which the works are executed.
00/19
Section 01
CONTRACT FACILITIES AND SPECIAL ATTENDANCES
01 |  |  |  | CONTRACT FACILITIES AND SPECIAL ATTENDANCES | [13 empty] | 01
SECTION 01
CONTRACT FACILITIES AND SPECIAL ATTENDANCES
SPECIAL CONDITIONS
Contract |  |  |  | SC01.01 | [5 empty] | This Section shall be read and used in conjunction with the Specification and the Employer's
Requirements |  |  |  | Requirements adopted in the Contract.
Contract Facilities stated in this Section shall refer to land transport facilities, contract
equipment and contract staff services provided by the Contractor for the exclusive use by the
Maintenance Surveyor, his representatives, the Employer or his staff all in accordance with the
requirements of the Contract for the Contract Period or such other period as instructed by the
Maintenance Surveyor.
Special Attendances stated in this Section shall mean the Contractor's provision of means of
access for the works in Works Orders of incidental minor maintenance and repair nature at a
height of over 10 metre where no other proper means of access is available. Payments of
Special Attendances shall satisfy the conditions as stated in Special Conditions Clause
SC01.11 below.
The Contractor shall arrange for the provisions of Contract Facilities and Special Attendances
to be readily available for use at the time or any time, for the duration and in the manner as
specified in the Contract, or otherwise as may be instructed by the Maintenance Surveyor.
Particular |  |  |  | SC01.02 | [5 empty] | The rates appearing in this Section are allowances for providing the Contract Facilities as
Preamble |  |  |  | required in the Contract and Special Attendances. The Contractor is deemed to have allowed
in his Contract Percentage(s) for this and other Sections in the Schedule of Rates of any
insufficiency of rates and all other expenses incurred under the Contract for : -
(a) | [12 empty] | Meeting all contractual and statutory obligations in connection with the provision of
Contract Facilities and Special Attendances, and any other related obligations,
liabilities, risks and profit borne by the Contractor;
(b) | [12 empty] | Any of the Contract Facilities requirement which is impracticable or not available (e.g.
when the model satisfying the contract requirement is no longer available or out of
stock), the Contractor shall provide similar facilities and services satisfying the
requirement of the Contract and accepted by the Maintenance Surveyor;
(c) | [12 empty] | Any item or part thereof of any Contract Facilities that is required and specified in the
Contract but the methods of measurement provided hereunder do not measure or
have excluded such item or part thereof in this Section;
(d) | [12 empty] | The payment for Special Attendances shall in no way vitiate the provisions as
stipulated in General Regulations for all works and services carried out under the
Contract;
(e) | [12 empty] | Any further period of Contract Facilities provided beyond the period of measurement
as provided in the Special Conditions contained in this Section and without any
confirmation from the Maintenance Surveyor; and
(f) | [12 empty] | All other allowance as stipulated in the Contract in connection with the provision of
the Contract Facilities and Special Attendances.
01/1
01 |  |  |  | CONTRACT FACILITIES AND SPECIAL ATTENDANCES | [13 empty] | 01
SPECIAL CONDITIONS
Rates generally |  |  |  | SC01.03 | [5 empty] | The rates in this Section shall generally include for : -
(a) | [12 empty] | Maintenance, repairs, service charges, tax, licence and any other government fees and
charges in connection with the use of the Contract Facilities and provisions of Special
Attendances.
(b) | [12 empty] | Provisions of all insurances on the Contract Facilities against accident, damage, loss
by theft or fire, etc.
(c) | [12 empty] | Replacement of contract staff.
(d) | [12 empty] | Replacement of damaged or lost facilities.
(e) | [12 empty] | Removal of the Contract Facilities within the time as stipulated in the Contract, or at
any time as may be informed by the Maintenance Surveyor.
Measurement of |  |  |  | SC01.04 | [5 empty] | The items for Contract Facilities shall generally be measured and paid for in accordance with
Contract Facilities |  |  |  | the Special Conditions provided below and the Employer's Requirements where such facilities
generally |  |  |  | are specifically stated in the Contract.
LAND TRANSPORT
Measurement of |  |  |  | SC01.05 | [5 empty] | The land transport facilities shall include the provision of petrol private car, electric vehicle or
land transport |  |  |  | multi-purpose vehicle (MPV) and the driver services as specified in the Contract.
facilities
The rates for land transport facilities shall be measured each and on a monthly basis for the
period from the date when such land transport facilities are provided for use under the
Contract until the expiry of the Contract Period as specified in the Contract, and any further
period of provision of the land transport facilities that the Maintenance Surveyor expressly
confirms in writing.
In case where the period of the provision of land transport facilities provided for use is not in a
whole month, or where no land transport or alternative replacement facilities are provided on any
day(s) within a particular month, the rate to be paid to the Contractor shall be adjusted as follows : -
Amount to be deducted from the Schedule rate for | [17 empty] | D1
the provision of land transport facilities in a | [17 empty] | = |  |  |  | x |  | R
particular month for each number vehicle | [17 empty] | D
D1 = | [12 empty] | The number of days on which the land transport or alternative replacement facility is
not provided in the particular month.
D | [11 empty] | = | Total number of days in the particular month where provision of the land transport
facility is required.
R | [11 empty] | = | Schedule rate for the provision of land transport facilities in a particular month for
each number vehicle subject to Contract Percentage adjustment.
The periods (D1) and (D) are measured in half calendar day unit occurring during the said month.
No measurement and payment shall be made for any period of time during which no land
transport nor other alternative replacement facilities are provided for use under the Contract.
01/2
01 |  |  |  | CONTRACT FACILITIES AND SPECIAL ATTENDANCES | [13 empty] | 01
SPECIAL CONDITIONS
LAND TRANSPORT
Rates for |  |  |  | SC01.06 | [5 empty] | The rates for land transport facilities shall further include for : -
land transport
facilities |  |  |  | (a) | [7 empty] | Provision of Environment-friendly Petrol Private Cars, Electric Vehicles or Hybrid
Vehicles of not more than one year old, and in good working order. A valid
Environment-friendly Vehicle Certificate shall be provided for Environment-friendly
Petrol Private Cars.
(b) | [11 empty] | Provision of a competent and licensed driver for each vehicle who must have not less
than 3 years' driving experience, no dangerous driving records and who shall be
approved by the Maintenance Surveyor. The driver shall be equipped with a mobile
telephone for contact purpose when on duty.
(c) | [11 empty] | Provision of the vehicles at all times and for the uses as specified in the Contract.
(d) | [11 empty] | Arranging the vehicles to be standby during the period when the vehicles are not in use
including having the vehicles parked at a location designated by the Maintenance
Surveyor.
(e) | [11 empty] | All tunnels, bridges and cross harbour tunnel toll fees, and parking fees including the
parking fees incurred when the vehicles are standby.
(f) | [11 empty] | Maintaining a record of the use of the vehicles including details, times and purposes of
journeys together with appropriate pedometer readings and distances travelled.
(g) | [11 empty] | Maintaining effective comprehensive insurances covering passenger liabilities of the
vehicles to be driven by any driver. In the case of a private car under the ownership
of the Contractor, inclusion of an endorsement in the insurance policy expanding
the definition to cover the Maintenance Surveyor and his Representatives and all
personnel of the Employer.
(h) | [11 empty] | Fuels, oils, lubricant and the like for the proper running and functioning of the vehicles.
(i) | [11 empty] | Provision for similar alternative transport when the vehicles provided are unavailable.
(j) | [11 empty] | Providing or painting the contract number, contract title, the Contractor's name or
other suitable identification as approved by the Maintenance Surveyor to the vehicles.
01/3
01 |  |  |  | CONTRACT FACILITIES AND SPECIAL ATTENDANCES | [13 empty] | 01
SPECIAL CONDITIONS
CONTRACT EQUIPMENT
Measurement of |  |  |  | SC01.07 | [5 empty] | The rates for provision of contract equipment shall be measured each and on a monthly basis
contract equipment |  |  |  | from the date when such equipment is provided for use until the expiry of the Contract Period
as specified in the Contract, and any further period of provision of the contract equipment that
the Maintenance Surveyor expressly confirms in writing.
In case where the period of the provision of contract equipment provided for use is not in a
whole month, or where no contract equipment or alternative replacement is provided for a
period exceeding seven calendar days within a particular month, the rate to be paid to the
Contractor shall be adjusted as follows : -
Amount to be deducted from the Schedule rate for | [17 empty] | D1
the provision of contract equipment in a particular | [17 empty] | = |  |  |  | x |  | R
month for each number contract equipment | [17 empty] | D
D1 = | [12 empty] | The number of days on which the contract equipment or alternative replacement is not
provided in the particular month
(No deduction shall be made for the initial seven calendar days of non-provision, but
deduction shall be made for a period of continuous non-provision more than seven
calendar days and of which shall include the initial seven calendar days of non-provision).
D | [11 empty] | = | Total number of days in the particular month where provision of the contract
equipment is required.
R | [11 empty] | = | Schedule rate for the provision of contract equipment in a particular month for each
number contract equipment subject to Contract Percentage adjustment.
The periods (D1) and (D) are measured in half calendar day unit occurring during the said
month.
No measurement and payment shall be made for any period of time during which no contract
equipment nor other alternative replacement is provided for use under the Contract.
Rates for |  |  |  | SC01.08 | [5 empty] | The rates for contract equipment shall further include for : -
contract equipment
(a) | [11 empty] | Provision of all equipment with functions, configurations and specifications as stated in
the Contract and in good working order.
(b) | [11 empty] | Provision of all necessary consumables like paper, toner, etc.
(c) | [11 empty] | Licence fees, connection charges, rental charges, broadband internet connection,
service charges, insurance and the like.
(d) | [11 empty] | Maintaining monthly report on usage.
(e) | [11 empty] | Regular maintenance, repair and temporary replacement of the devices of similar
functions and configurations during period of repair.
01/4
01 |  |  |  | CONTRACT FACILITIES AND SPECIAL ATTENDANCES | [13 empty] | 01
SPECIAL CONDITIONS
CONTRACT STAFF SERVICES
Measurement of |  |  |  | SC01.09 | [5 empty] | The contract staff services shall include the provision of the following staff services when
contract staff |  |  |  | specified in the Contract : -
services
(a) | [11 empty] | Clerical support staff
(b) | [11 empty] | Maintenance support officer
(c) | [11 empty] | Technical officer
(d) | [11 empty] | Works supervisor (builder's work) and works supervisor (building services)
(e) | [11 empty] | Quality control assistant (builder's work) and quality control assistant (building
services)
(f) | [11 empty] | Customer services officer
(g) | [11 empty] | Senior customer services officer
The rates for provisions of contract staff services shall be measured each and on a monthly
basis from the date when the contract staff reports duty at the Employer's office until the expiry
of the Contract Period as specified in the Contract, and any further period of provision of the
contract staff services that the Maintenance Surveyor expressly confirms in writing.
Payment shall only be made when the Contractor has demonstrated to the Maintenance
Surveyor's satisfaction that salary payments have been received by the contract staff.
In case where the period of the provision of contract staff services is not in a whole month, or
where replacement is not provided for the respective contract staff service on any day(s) within
a particular month, the rate to be paid to the Contractor shall be adjusted as follows : -
Amount to be deducted from the Schedule rate for | [17 empty] | D1
the provision of contract staff services in a | [17 empty] | = |  |  |  | x |  | R
particular month for each number contract staff | [17 empty] | D
D1 = | [12 empty] | The number of days on which the contract staff or alternative replacement is not
provided in the particular month.
D | [11 empty] | = | Total number of days in the particular month where provision of the contract staff
services is required.
R | [11 empty] | = | Schedule rate for the provision of contract staff services in a particular month for each
number contract staff subject to Contract Percentage adjustment.
The periods (D1) and (D) are measured in half calendar day unit occurring during the said
month.
No measurement and payment shall be made for the period of time during which no contract
staff services nor other alternative replacement are provided for use under the Contract.
01/5
01 |  |  |  | CONTRACT FACILITIES AND SPECIAL ATTENDANCES | [13 empty] | 01
SPECIAL CONDITIONS
CONTRACT STAFF SERVICES
Rates for |  |  |  | SC01.10 | [5 empty] | The rates for "contract staff services" shall further include for : -
contract staff
services |  |  |  | (a) | [7 empty] | Provision of full time contract staff with qualification and experience that meet the
requirements as specified in the Contract.
(b) | [11 empty] | Performance of all duties.
(c) | [11 empty] | Maintenance of an attendance diary.
(d) | [11 empty] | All expenses and reimbursement in connection with employment of the contract staff
including but not limited to basic salary, contribution to the Mandatory Provident
Fund, gratuity and all necessary levies, e.g. levy for Construction Industry Council,
insurances, etc.
(e) | [11 empty] | Transportation arrangement required for executing their respective duties.
(f) | [11 empty] | Provision of facilities for executing their respective duties like computer equipment and
mobile phone (including internet connection and its services charges, hardware and
software), digital cameras, stationery and consumables, etc.
(g) | [11 empty] | Working outside normal working hours.
(h) | [11 empty] | Working on General Holidays, emergency and urgent works and working at specific
locations.
(i) | [11 empty] | Replacement by temporary staff when the contract staff is on leave, absent or
resigned.
(j) | [11 empty] | Any other related costs and expenses that the Contractor may incur from the
recruitment, management and deployment of the contract staff services.
PAYMENT FOR SPECIAL ATTENDANCES
Measurement of |  |  |  | SC01.11 | [5 empty] | The item for “Payment for Special Attendances" shall only be measured and paid for when the
Payment |  |  |  | Maintenance Surveyor is satisfied that the following conditions have been fulfilled : -
for Special
Attendances |  |  |  | (a) | [7 empty] | Where the work instructed under the Works Order is incidental minor maintenance
and repair work in nature and the claimed value of the works under the Works Order
alone does not exceed $1,000;
(b) | [11 empty] | Works is carried out to walls or ceiling soffits, where the work is at a clear height over
10 m high (measured from the level on which the staging or the means of access is
erected, or where the level is sloping, measured from the level immediately at the
provision of the staging or the means of access) with no other means of access
available;
(c) | [11 empty] | Submission of reports and photographic records to justify such payment; and
(d) | [11 empty] | The provision of the staging or means of access is made by the Contractor ownself.
01/6
01 |  |  |  | CONTRACT FACILITIES AND SPECIAL ATTENDANCES | [13 empty] | 01
SPECIAL CONDITIONS
PAYMENT FOR SPECIAL ATTENDANCES
Measurement of |  |  |  | SC01.11 | [5 empty] | Where works under more than one Works Orders of incidental minor maintenance and repair
Payment |  |  |  | (Cont'd) | [5 empty] | nature are carried out at the same location at or around the same period of time by the
for Special |  |  |  | Contractor or his Specialist Sub-contractors, the Contractor shall arrange for the full utilization
Attendances |  |  |  | of the means of access to be provided for these Works Orders. Subject to fulfilment of the
(Cont'd) |  |  |  | conditions stated in sub-clauses (a) to (d) herein, payment for Special Attendances will only be
made once irrespective of the number of Works Orders issued under such circumstance.
No measurement and payment shall be made for "Payment for Special Attendances" under
either one of the following conditions : -
(i) | [11 empty] | The claimed value of the works carried out under the above circumstances exceeds
$1,000 per Works Order.
(ii) | [11 empty] | Where means of access is available or provided at the location by the owners, the
Employer or other parties.
(iii) | [11 empty] | The Contractor fails to submit the report and photographic records to justify the
payment of the Special Attendances claimed, or the Maintenance Surveyor considers
that the report submitted fails to provide adequate information to demonstrate
satisfaction of the conditions as stated in sub-clauses (a) to (d) herein.
(iv) | [11 empty] | Where works are carried out under separate Works Order with staging or means of
access provided at the same location at or around the same period of time, and the
estimated value of the works exceeds $1,000 for that Works Order.
Rates for |  |  |  | SC01.12 | [5 empty] | The rates for “Payment for Special Attendances” shall further include for : -
Payment
for Special |  |  |  | (a) | [7 empty] | Providing any means of access including but not be limited to scaffolding, screens,
Attendances |  |  |  | working platforms, staging, gondolas and the like; and erection, subsequent
dismantling and removal of the same upon completion of the works;
(b) | [11 empty] | Compliance with all safety requirements and certification from independent checking
engineer, where required, and payment of all fees; and
(c) | [11 empty] | Submission of all necessary records and reports in the format as approved by the
Maintenance Surveyor.
01/7
01 |  |  |  | CONTRACT FACILITIES AND SPECIAL ATTENDANCES | [13 empty] | 01
Item |  |  |  | Item
CONTRACT FACILITIES
Note : - |  |  | The following Items 01001 to 01018 inclusive will only be paid for if the requirements as set out in the
Contract and the conditions as set out in the Special Conditions are complied with.
LAND TRANSPORT
A
Per number-month |  |  |  |  | $
01001 |  | Private car - fully air conditioned saloon car with seating capacity of not less than five seats (including driver) ...................................................................... | [25 empty] | 23,800.00 |  |  | 01001
01002 |  | MPV - fully air conditioned saloon car with seating capacity of not less than seven seats (including driver) ............................................................................ | [25 empty] | 25,500.00 |  |  | 01002
CONTRACT EQUIPMENT
A
Per number-month |  |  |  |  | $
01003 |  | Provision of facsimile machine (for A4 size)................................................................................................................................................................................. | [25 empty] | 110.00 |  |  | 01003
01004 |  | Provision of mobile phone.............................................................................................................................................................................................................. | [25 empty] | 240.00 |  |  | 01004
01005 |  | Provision of computer facilities ..................................................................................................................................................................................................... | [25 empty] | 250.00 |  |  | 01005
01006 |  | Provision of monochrome laser-jet printer (for A4 size)............................................................................................................................................................... | [25 empty] | 160.00 |  |  | 01006
01007 |  | Provision of colour inkjet printer (for A3 size).............................................................................................................................................................................. | [25 empty] | 220.00 |  |  | 01007
01008 |  | Provision of colour laser printer (for A3 size)................................................................................................................................................................................ | [25 empty] | 340.00 |  |  | 01008
01009 |  | Provision of digital camera............................................................................................................................................................................................................. | [25 empty] | 50.00 |  |  | 01009
CONTRACT STAFF SERVICES
A
Per number-month |  |  |  |  | $
01010 |  | Clerical support staff ...................................................................................................................................................................................................................... | [25 empty] | 10,800.00 |  |  | 01010
01011 |  | Maintenance support officer........................................................................................................................................................................................................... | [25 empty] | 14,500.00 |  |  | 01011
01012 |  | Technical officer ............................................................................................................................................................................................................................ | [25 empty] | 15,600.00 |  |  | 01012
01013 |  | Works supervisor (builder's work) ................................................................................................................................................................................................. | [25 empty] | 20,300.00 |  |  | 01013
01014 |  | Works supervisor (building services)............................................................................................................................................................................................. | [25 empty] | 20,300.00 |  |  | 01014
01015 |  | Quality control assistant (builder's work) ...................................................................................................................................................................................... | [25 empty] | 15,600.00 |  |  | 01015
01016 |  | Quality control assistant (building services).................................................................................................................................................................................. | [25 empty] | 15,600.00 |  |  | 01016
01017 |  | Customer services officer................................................................................................................................................................................................................ | [25 empty] | 12,000.00 |  |  | 01017
01018 | Senior customer services officer..................................................................................................................................................................................................... | [26 empty] | 13,000.00 |  |  | 01018
01/8
01 | CONTRACT FACILITIES AND SPECIAL ATTENDANCES | [16 empty] | 01
Item | Item
PAYMENT FOR SPECIAL ATTENDANCES
Note : - |  |  | Item 01019 will only be paid for if the requirements as set out in the Contract and the conditions as set out
in the Special Conditions are complied with.
A
Per item |  |  | $
01019 | Payment for Special Attendances................................................................................................................................................................................................... | [26 empty] | 3,000.00 |  |  | 01019
01/9
Section 27
ELECTRICAL INSTALLATION -
LIGHTING SYSTEM AND FIXTURES
27 | ELECTRICAL INSTALLATION | [15 empty] | 27
SECTION 27
ELECTRICAL INSTALLATION
SPECIAL CONDITIONS
(Note: The following special conditions shall apply equally where appropriate to rates under Sections 27 to 30)
Measurement of |  |  | SC27.01 | [6 empty] | Conduits and flexible conduits shall be measured the net length as fixed in linear
conduits and |  |  | metres over all conduit fittings, boxes and short running lengths.
flexible conduits
Measurement of |  |  | SC27.02 | [6 empty] | Trunkings, trays and ladders shall be measured the net length as fixed in linear
trunkings, trays |  |  | metres over all fittings, short running lengths and branches.
and ladders
Measurement of |  |  | SC27.03 | [6 empty] | Cables shall be measured the net length as fixed in linear
cables | metres between equipment, control gear, fittings, accessories and the like.
Measurement of |  |  | SC27.04 | [6 empty] | All trench excavation shall be measured separately and paid for at the appropriate
excavations, |  |  | rates under Section 03 - Excavation of this Schedule. All cable ducts shall be
cable ducts, |  |  | measured separately and paid for at the appropriate rates under Section 12 -
chases, holes and |  |  |  | Roadwork and Cable Duct of this Schedule. All chases in, and holes through
other subsidiary |  |  |  | existing walls, ceilings and similar for cables, conduits etc. shall be measured and
work | paid for at the appropriate rates under Section 04 - Concrete Work, Section 05 -
Brickwork and Blockwork or other applicable Work Sections of this Schedule.
Special concrete marker blocks specifically ordered in writing by the
Maintenance Surveyor shall be measured separately and paid for at the
appropriate rates under the applicable Works Sections of this Schedule.
Measurement of |  |  | SC27.05 | [6 empty] | All works of electrical power supply up to power supply points (e.g. switchgear
power supply for |  |  |  | or isolator or spur unit and the like) for the bedhead trunking system and
bedhead trunking |  |  |  | staff/ emergency/ nurse call systems shall be measured separately and paid for at
system and staff/ |  |  |  | the appropriate rates under these Sections 27 to 30 or other applicable Work
emergency/ nurse |  |  |  | Sections of this Schedule.
call system
Measurement of |  |  | SC27.06 | [6 empty] | The interconnecting cables and the cable containment for the control panel
control panel for |  |  |  | connecting to external equipment or existing panel shall be measured separately.
bedhead trunking
system and staff/
emergency/ nurse
call system
27/1
27 | ELECTRICAL INSTALLATION | [15 empty] | 27
SPECIAL CONDITIONS
Measurement of |  |  | SC27.07 | [6 empty] | (1) |  | Simplified items included in Section 27 shall apply to : -
simplified
items | (a) | [13 empty] | Lighting points commencing from the loadside of the over-current
protection device (e.g. MCB) or existing lighting switch/ lighting
fitting.
(b) | [14 empty] | Lighting switch points commencing from the loadside of the over-current
protection device (e.g. MCB) or existing lighting fitting and lighting switch.
(c) | [14 empty] | Occupancy sensor points/ motion detector points commencing from the
loadside of the over-current protection device (e.g. MCB) or existing
lighting switch/ fitting.
(2) | [11 empty] | Simplified items included in Section 28 shall apply to : -
(a) | [14 empty] | Power points commencing from the loadside of over-current
protection device (e.g. RCBO) or adjacent power outlet.
(b) | [14 empty] | Telephone points commencing from the telephone distribution
room on the same floor.
(c) | [14 empty] | LAN nodes commencing from the server, hub, cabinet, switches,
equipment rack or router on the same floor.
(d) | [14 empty] | Service outlet points (e.g. broadcast and satellite reception,
audio-visual, public address) commencing from the cabinet,
equipment rack or distribution splitter on the same floor.
(e) | [14 empty] | Door bell points commencing from the loadside of over-current
protection device (e.g. RCBO) or existing door bell/ push button.
(3) | [11 empty] | Any point containing a socket outlet (single or twin), a power connection unit, a
power switch controlling socket outlet/ power connection unit and the like shall
be measured as a power point. Any power point for power switch controlling
socket outlet/ power connection unit shall be measured in accordance with the
rating of its controlled socket outlet and rating of protection fuse of power
connection unit no matter its rating is larger than the socket outlet/ power
connection unit except the connection unit with cables of conductor size 2.5 mm2
with ring final circuit arrangement shall be measured as a 13A power point.
(4) | [11 empty] | Cabling and wiring facilities for fan regulators shall not be measured as a power
point.
(5) | [11 empty] | Any power points, telephone points, LAN points and service outlet points being
fixed to floor outlet box/ trunking service box shall be measured as simplified
items. Floor outlet box or trunking service box shall be measured separately.
(6) | [11 empty] | Simplified items shall be adopted unless otherwise specifically ordered in writing by
the Maintenance Surveyor.
(7) | [11 empty] | Additional payment for Items 27841 to 27848 and Items 28536 to 28563 inclusive
for provision of circuit protective conductors to grid switch shall be measured
according to the number of final circuits.
27/2
27 | ELECTRICAL INSTALLATION | [15 empty] | 27
SPECIAL CONDITIONS
Measurement |  |  | SC27.08 | [6 empty] | Testing and inspection of electrical installation for the whole premises to comply with
of periodic |  |  | the statutory requirements shall be paid for at the appropriate single rate in accordance
inspection, |  |  | with the installed rating of outgoing switch of the switchboard or cut-out switch
testing and |  |  | comprising rising mains and feeder circuits in single-phase or three-phase, except for small
certification |  |  | premises without switchboard or cut-out switch in which case the appropriate single rate
of electrical |  |  | for the installed rating shall apply. The testing of the sub-main circuit, final circuit,
installation |  |  | external mounted IDMT relay and testing of the main L.V. switchboard shall be measured
separately and paid for at the appropriate rates under Section 30.
Measurement |  |  | SC27.09 | [6 empty] | Where a temporary supply is ordered by the Maintenance Surveyor, the provision of
of temporary |  |  | all articles, labour and accessory materials (nails, screws, rawplugs and similar) necessary
supply | for fixing shall be of temporary nature. For "use and waste" of all materials, such as
cables, fittings, switchgear and accessories, etc., for a period of not exceeding four weeks
from the date of certified completion, 50 per cent of the value of the appropriate "supply
and fix" items after the adjustment of contract percentages will be paid. For a period
exceeding four weeks and not exceeding eight weeks, 55 per cent will be paid and for
each subsequent month a further addition of 5 per cent will be made.
For a period of more than six months, the full rates, as for permanent works will be paid,
and the materials will become the property of the Employer.
No extra payment will be made for the removal of materials in connection with the
temporary supply, but the cost of which shall have been included in the payment as
aforementioned in the first paragraph hereof. The date of certified completion of a
temporary supply shall be the date when the installation is first brought into service.
The date when it ceases to be used shall be the date from which the Maintenance
Surveyor instructs the dismantlement of the installation, or the date when the installation
is no longer in use, whichever is earlier.
Rates generally |  |  | SC27.10 | [6 empty] | The rates for all items shall generally include for : -
(a) | [11 empty] | Colour band and colour identification work.
(b) | [11 empty] | Lettering and engraving for identification, signs, labels in both English and
Chinese.
(c) | [11 empty] | Identification plates, signs, notice plates, discs and labels in both English
and Chinese.
(d) | [11 empty] | Priming or painting off site and proprietary finishes or surface treatment
applied as part of the production process whether applied before or after
fabrication and assembly.
(e) | [11 empty] | All protective coating or finishing painting work, apart from additional
painting work specifically ordered by the Maintenance Surveyor in
writing which shall be measured separately and paid for at the
appropriate rates under Section 15 - Painting of this Schedule.
(f) | [11 empty] | Any kind of fixing method including drilling of the background and
provision of fixings, hangers, brackets, supports, saddles, nails, screws,
nuts, bolts, shims, washers, plugs, shotfired pins, spring compensated
and seismic restraints and isolated components and the like.
27/3
27 | ELECTRICAL INSTALLATION | [15 empty] | 27
SPECIAL CONDITIONS
Rates generally |  |  | SC27.10 | [6 empty] | (g) |  | Provision of fire stopping as required.
(Cont'd) |  |  | (Cont'd)
(h) | [11 empty] | Submission of catalogues, technical literature, data, calculations, test
certificates and approval documentation covering the equipment and
materials being supplied.
(i) | [11 empty] | Preparing and submitting detail working drawings as required and all
shop drawings for the fabrication and installation.
(j) | [11 empty] | Attendance, as required, of the manufacturers' representative to assist in
the installation and subsequent testing and commissioning.
(k) | [11 empty] | Testing and commissioning including submission of Testing and
Commissioning Certificates and Records of Tests.
(l) | [11 empty] | Provision of all necessary power, fuel, labour and testing instrument of
approved type for testing and commissioning.
(m) | [11 empty] | Preparing and submitting operation and maintenance manuals and
as-fitted drawings for items of works as required.
(n) | [11 empty] | Provision of schematic diagrams covered front and back with plastic sheet
including fixing to wall.
(o) | [11 empty] | Provision of manufacturer's guarantee.
(p) | [11 empty] | Submission of sample board for all compact sized materials and accessories,
and supply of samples of materials for testing (including testing to destruction).
Where an equipment or item requires identification by lettering , engraving, sign,
label, etc., 25 per cent of the value of the appropriate item will be deducted for
non-provision of the required lettering, engraving, sign, label, etc.
Rates for |  |  | SC27.11 | [6 empty] | The rates for "Take down and clear away" or " Take down and set aside for re-use"
"Take down |  |  | existing items in connection with electrical installation shall further include for : -
and clear
away" or |  |  | (a) | [8 empty] | All in-line fittings including brackets, supports, hangers and the like.
"Take down
and set aside |  |  | (b) | [8 empty] | Cutting into existing conduits, trunkings, trays, ladders, cables and the
for re-use" |  |  | like in position.
(c) | [11 empty] | Plugging off remaining ends with plugs or caps as required.
(d) | [11 empty] | Preparing remaining ends of building services works to receive
connections with new work if required.
(e) | [11 empty] | In the case of equipment, lighting fittings, appliances and the like, taking
down all associated connecting cables and the like.
(f) | [11 empty] | In the case of bedhead trunking and staff/ emergency/ nurse call system,
taking down all associated building services works.
27/4
27 | ELECTRICAL INSTALLATION | [15 empty] | 27
SPECIAL CONDITIONS
Rates for |  |  | SC27.11 | [6 empty] | In the case of fluorescent lighting fittings, the rates for "Fix only" or "Take down and
"Take down |  |  | (Cont'd) | [6 empty] | clear away" or "Take down and set aside for re-use" for fittings/ components of the
and clear |  |  | fittings complete with T5 electronic ballasts shall also apply to the similar items
away" or |  |  | complete with T8/ T12 electronic/ magnetic ballasts and starter units.
"Take down
and set aside
for re-use"
(Cont'd) |  |  | PART I - ELECTRICAL INSTALLATION
Rates for |  |  | SC27.12 | [6 empty] | The rates for electrical installation shall further include for : -
electrical
installation |  |  | (a) | [8 empty] | Making all necessary arrangements with public electricity supply
generally |  |  | companies and other public utility companies as may be required.
(b) | [11 empty] | Connecting supply to and energizing all new or "re-used" fittings including
provision of associated materials.
(c) | [11 empty] | Disconnecting existing supply when existing fittings are taken down and
properly sealing off the supply.
(d) | [11 empty] | Submission of Completion Certificate (Form WR1).
(e) | [11 empty] | Warning notice for installation having both new and old cable colours.
Rates for |  |  | SC27.13 | [6 empty] | The rates for conduits and flexible conduits shall further include for : -
conduits
and flexible |  |  | (a) | [8 empty] | Draw wires, draw cable and the like.
conduits
(b) | [11 empty] | Bends, bushes, couplers, adaptors, expansion joints and the like.
(c) | [11 empty] | All bending, setting, cutting, screwing, threading, jointing and providing all
conduit fixings.
(d) | [11 empty] | All conduit boxes, adaptable junction boxes, covers, and fittings
(e) | [11 empty] | Provision of all sleeves for casting in or building in where conduits pass
through slabs, walls or beams and caulking between conduit and sleeve
where required.
(f) | [11 empty] | Components and the forming of holes for making connections into
trunking.
(g) | [11 empty] | Bonding as specified between adjacent component parts.
(h) | [11 empty] | Cleaning out and testing of the conduit system for continuity.
(i) | [11 empty] | Provision of expansion joints in services runs wherever they coincide with
structural expansion joints.
27/5
27 | ELECTRICAL INSTALLATION | [15 empty] | 27
SPECIAL CONDITIONS
Rates for |  |  | SC27.14 | [6 empty] | The rates for trunkings shall further include for : -
trunkings
(a) | [11 empty] | All joints in the running lengths and components for bonding.
(b) | [11 empty] | All cutting and jointing to fittings.
(c) | [11 empty] | All cutting, drilling, bushing and jointing to equipment or control gear
including all necessary connection accessories.
(d) | [11 empty] | Pin-racks for supporting cables.
(e) | [11 empty] | Internal fire barriers as required.
(f) | [11 empty] | Bonding as specified between adjacent component parts.
(g) | [11 empty] | Covers, cross units, tee units and elbow units
Rates for trays |  |  | SC27.15 | [6 empty] | The rates for trays and ladders shall further include for : -
and ladders
(a) | [11 empty] | Cutting openings as required.
(b) | [11 empty] | All joints in the running lengths.
(c) | [11 empty] | All cutting and jointing to fittings.
(d) | [11 empty] | Pin-racks for supporting cables.
(e) | [11 empty] | Bonding as specified between adjacent component parts.
(f) | [11 empty] | Cable ties for securing cables.
27/6
27 | ELECTRICAL INSTALLATION | [15 empty] | 27
SPECIAL CONDITIONS
Rates for cables |  |  | SC27.16 | [6 empty] | The rates for cables shall further include for : -
(a) | [11 empty] | Laying or fixing in different locations, such as laying in trenches or open
ducts, laying on arms or hangers, fixing to cable trays, ladders or other
surfaces, drawing into underground pipe ducts, laying or drawing into
trunkings, drawing into conduits, suspending from insulators or
catenaries, wrapping around equipment, unless specifically provided in
this Schedule.
(b) | [11 empty] | In case of cables drawn into existing conduits, existing ducts or existing
trunkings, removing and putting back existing covers, existing inspection
lids and the like.
(c) | [11 empty] | Making cable-joints.
(d) | [11 empty] | Determining circuits, lacing into circuit groups and provision of
draw wires, draw cables and the like.
(e) | [11 empty] | Components for supporting cables including combination system cable
supports, two piece cleats, trefoil cleats, multiway cleats, hangers,
channels and the like.
(f) | [11 empty] | Provision of all sleeves for casting in or building in where cables pass
through slabs, walls or beams and caulking between cable and sleeve
where required.
(g) | [11 empty] | Bonding as specified between adjacent component parts.
(h) | [11 empty] | Provision of lettered or numbered ferrules for 1 core PVC cable at
terminations where required for identification.
Rates for cable |  |  | SC27.17 | [6 empty] | The rates for cable termination glands shall further include for : -
termination glands
(a) | [11 empty] | Assembling and mounting.
(b) | [11 empty] | Insulating material, jointing material, locknuts, bushes, couplers and the
like.
27/7
27 | ELECTRICAL INSTALLATION | [15 empty] | 27
SPECIAL CONDITIONS
Rates for fittings |  |  |  | SC27.18 | [5 empty] | The rates for fittings and accessories shall further include for : -
and accessories
(a) | [11 empty] | All boxes, cover plates, connector blocks, cable terminations, bonding
and connecting of cable tails.
(b) | [11 empty] | All necessary bushes, nipples, locknuts, couplers and the like.
(c) | [11 empty] | Assembling and fixing in position.
(d) | [11 empty] | Bonding as specified between adjacent component parts.
Rates for equipment |  |  |  |  | SC27.19 |  |  |  |  | The rates for equipment (e.g. motors, fans, starter panels, circuit breakers,
and control gear |  |  |  | batteries, rectifiers and the like) and control gear (e.g. fuse-and-link disconnecting
boxes, isolating switches, changeover switches, switch fuses, fused switches,
distribution boards, connectors, starters, busbar chambers and the like) shall
further include for : -
(a) | [11 empty] | Connecting cable ends or cable tails to which they are connected.
(b) | [11 empty] | Coupling to and forming holes for conduit entry.
(c) | [11 empty] | Links, fuses, gland plates, terminal boxes and the like which form part of
the item.
(d) | [11 empty] | Bonding as specified between adjacent component parts.
Rates for lighting |  |  |  | SC27.20 | [5 empty] | The rates for lighting fittings shall further include for : -
fittings
(a) | [11 empty] | Reflectors, shades, lamps, control gear, ballasts, transformers, light
troughs, diffusers and the like.
(b) | [11 empty] | All connection/ terminal boxes, connector blocks, plugs and connecting
of cable tails including all necessary grommets, bushes, nipples, locknuts
and the like.
(c) | [11 empty] | Assembling and fixing in position including all forms of suspensions,
supports, safety chains with attachments and the like.
(d) | [11 empty] | Adjustment, alignment and the like.
(e) | [11 empty] | Bonding as specified between adjacent component parts.
The rates for "Fix only" or "Take down and clear away" or "Take down and set
aside for re-use" for a normal lighting fitting shall also apply to the similar items
equipped with the emergency power pack but the emergency power pack shall not
be measured separately.
27/8
27 | ELECTRICAL INSTALLATION | [15 empty] | 27
SPECIAL CONDITIONS
Rates for |  |  | SC27.21 | [6 empty] | The rates for ventilation fans, air curtains and appliances shall further include for : -
ventilation
fans, air |  |  | (a) | [8 empty] | All connection/ terminal boxes, connector blocks, plugs and connecting of cable
curtains and |  |  | tails including all necessary grommets, bushes, nipples, locknuts and the like.
appliances
(b) | [11 empty] | Assembling and fixing in position including all supporting devices, hangers and
the like.
(c) | [11 empty] | Bonding as specified between adjacent component parts.
(d) | [11 empty] | Taking down existing power connection units for cable connection and
subsequent refixing as required.
Rates for |  |  | SC27.22 | [6 empty] | The rates for earthing, lightning protection and bonding items shall further include
earthing, |  |  | for : -
lightning
protection and |  |  | (a) | [8 empty] | Bends, twists and through joints.
bonding items
(b) | [11 empty] | Cables and tape connections and junctions including tinning, sweating and
provision of any jointing materials, heat, holes, rivets, bolts, nuts, washers
and clamps.
(c) | [11 empty] | Saddles, cleats, clips, holdfasts and the like which form part of the tape and
rod conductor items.
(d) | [11 empty] | Driving electrodes into the ground and connecting electrodes to connectors.
Unless otherwise stated as being included in the items, bonding shall be measured
and paid for at the appropriate rates under Sections 27 to 30.
Rates for |  |  | SC27.23 | [6 empty] | (1) |  | The rates for lighting points/ occupancy sensor points/ motion detector points and
simplified |  |  | lighting switch points shall include the cabling and wiring facilities starting from
items | the over-current protection device or adjacent points as the case may be, complete
with cable termination, conduits/ trunking, draw wires, flexible conduits, adaptors,
boxes and all necessary accessories. However, MCBs/ RCDs/ RCBOs in the
MCB board, lighting fittings, motion sensors, lighting switches and the like shall be
measured separately and paid for at the appropriate rates under Sections 27 and 28.
(2) | [11 empty] | The number of lighting points/ occupancy sensor points/ motion detector points
shall be measured as the number of new lighting fittings/ sensors installed. Lighting
circuits with ELV provision for lighting dimming control, motion sensor control, etc.
shall be measured separately.
(3) | [11 empty] | The number of lighting switch points shall be measured as the number of new lighting
switch gang installed. Therefore, the number of lighting switch points for lighting
switches and grid switch panel shall be measured as number of gangs installed
on the lighting switches and grid switch panel.
27/9
27 | ELECTRICAL INSTALLATION | [15 empty] | 27
SPECIAL CONDITIONS
Rates for |  |  | SC27.23 | [6 empty] | (4) |  | The rates for power points shall include the cabling and wiring facilities starting from
simplified |  |  | (Cont'd) | [6 empty] | the over-current protection device or adjacent points as the case may be, complete
items | with cable termination, conduits/ trunking, draw wires, flexible conduits, adaptors,
(Cont'd) |  |  | boxes and all necessary accessories. The rates for power points shall further include
the cabling and wiring facilities from the MCB unit to the contactor/ time switch but
exclude the by-pass switch. RCD, contactor and time switch shall not be measured
separately as a power point/ lighting point. However, MCBs/ RCDs/ RCBOs in the
MCB board, socket outlets, power connection units and the like shall be measured
separately and paid for at the appropriate rates under Sections 27 and 28.
(5) | [11 empty] | The rates for telephone points, LAN points and service outlet points shall include for
cabling and wiring facilities starting from the telephone distribution room/ server room/
control point on the same floor complete with conduit/ trunking, draw wires, boxes,
blanking plates and all necessary accessories. Each point shall have a starting point
and an end point. In case if there is a ring of multiple end points, one point shall be taken
as a common start point. In case different rings are interconnected with each
other, the interconnection shall be taken as a new point.
Rates for |  |  | SC27.24 | [6 empty] | The rates provided for the relevant work under periodic inspection, testing and certification
periodic |  |  | of electrical installation shall generally include for : -
inspection,
testing and |  |  | (a) | [8 empty] | Testing, inspection and measuring of electrical installation comprising rising
certification |  |  | mains, feeder circuits, sub-main circuits, final circuits, protective conductors,
of electrical |  |  | earthing facilities, power supplies to all communal services of the premises
installation |  |  | and all necessary testing and inspection to satisfy the requirements as stipulated
in Chapter 406, Electricity Ordinance and the latest edition of Code of Practice
for Electricity (Wiring) Regulations published by Electrical and Mechanical
Services Department.
(b) | [11 empty] | Provision of electrical schematic, test report, test readings and test certificate
which should be certified by a Registered Electrical Worker of the appropriate
grade of the EMSD.
(c) | [11 empty] | Submission of duly completed and signed Form WR2.
(d) | [11 empty] | The testing and inspection, if necessary, to be scheduled in phases and/ or
arranged in non-office hours/ night time/ on Sundays and holidays, to suit
the allowable working schedule for such work of the premises as advised by
the premises management office or the occupants of the premises or per the
instruction given by the project officer.
27/10
27 | ELECTRICAL INSTALLATION | [15 empty] | 27
SPECIAL CONDITIONS
Rates for |  |  | SC27.24 | [6 empty] | For the purpose of assessment of the payment for periodic inspection, testing
periodic |  |  | (Cont'd) | [6 empty] | and certification of electrical installation under Section 30, the Contractor
inspection, |  |  | shall submit to the Maintenance Surveyor a detailed report which
testing and |  |  | shall include, but not limited to, the value of works claimed in the Works
certification |  |  | Order, photographic records, electrical schematic diagrams, test report
of electrical |  |  | and test certificate which should be certified by the Registered Electrical
installation |  |  | Worker of the appropriate grade of the EMSD and the submission of Form WR2.
(Cont'd)
For government premises, Form WR2 shall be submitted to the Maintenance
Surveyor for record. The Submission of Form WR2 to the EMSD including
the endorsement fee shall only be paid for non-government premises with
the L.V. switchboard not maintained by the EMSTF, for which WR2
shall be submitted to the EMSD for endorsement.
The Contractor shall submit the format of the report to the Maintenance
Surveyor for approval upon commencement of the Contract; once
endorsed, the details of the report shall be submitted by the Contractor
together with any application for such payment.
In order to justify any payment, the Contractor shall demonstrate that
the conditions as laid down in the Special Conditions under Section 27
of this Schedule have been satisfied.
No payment shall be made in respect of any work if the Contractor failed
to submit the report, or if the Maintenance Surveyor considers that the
work as stated in the report fails to satisfy the Special Conditions under
Section 27 of this Schedule.
Rates for |  |  | SC27.25 | [6 empty] | (a) |  | In order to fulfill the energy efficiency requirements by the Buildings Energy
Buildings |  |  | Efficiency Ordinance, the Contractor is required to appoint a Registered
Energy |  |  | Energy Assessor (REA) at his own cost for the completion and submission
Efficiency |  |  | of the Form of Compliance - Form EE4 to the EMSD for approval including
Ordinance |  |  | but not limited to compilation and certification of the required forms and
Submission |  |  | worksheets for the electrical installations, lighting installations and air-conditioning
installations, where applicable, including any necessary endorsement fees.
(b) | [11 empty] | The rates as separately scheduled for the Buildings Energy Efficiency Ordinance
submission shall generally include for the preparation of the installation summaries,
worksheets, relevant drawings, drawing lists and other supportive documents by
the Contractor. The Contractor shall further coordinate with the REA and provide
the required information at no extra cost for his submission of the Form of
Compliance to the EMSD as required to fulfill the latest requirements of the
Buildings Energy Efficiency Ordinance.
27/11
27 | ELECTRICAL INSTALLATION | [15 empty] | 27
SPECIAL CONDITIONS
PART II - BEDHEAD TRUNKING SYSTEM AND
STAFF/ EMERGENCY/ NURSE CALL SYSTEM
Rates for |  |  | SC27.26 | [6 empty] | The rates for bedhead trunking system and staff/ emergency/ nurse call system
bedhead |  |  | shall further include for : -
trunking
system and |  |  | (a) | [8 empty] | All components and parts building up the system.
staff/
emergency/ nurse |  |  |  | (b) | [7 empty] | Interconnecting wirings and signal cables including conduits and/ or
call system |  |  | flexible conduits, trunkings, trays, junction boxes and the like necessary
generally |  |  | to complete the system.
(c) | [11 empty] | All electricity supply and control circuits from the supply points including
cables, wirings, conduits and/ or flexible conduits, trunkings, cable trays,
fuses, control boxes and necessary accessories required to energize the
system.
(d) | [11 empty] | Provision of expansion joints in service runs wherever they coincide with
structural expansion joints.
Rates for call |  |  | SC27.27 | [6 empty] | The rates for call units shall further include for push button package, flashlights,
units | flexible cables, flexible conduits and all associated components.
Rates for power |  |  | SC27.28 | [6 empty] | The rates for power supply units for call system shall further include for : -
supply units
(a) | [11 empty] | Uninterruptible power supply system and associated accessories.
(b) | [11 empty] | Well-ventilated and earthed metal enclosures.
(c) | [11 empty] | Transformers, fused spur units, termination blocks and the like.
(d) | [11 empty] | Rectifying, filtering and control circuits and associated accessories.
(e) | [11 empty] | Circuit protection devices.
(f) | [11 empty] | All cable and wiring facilities including necessary conduits, trunking and
the like.
Rates for control |  |  |  | SC27.29 | [5 empty] | The rates for control panels shall further include for visual indications, audible
panels | alarm, indication lamps, switches and the internal wiring of the control panel. The
cable and cable containment to external equipment or existing panel shall be
measured separately and paid for at the appropriate rates under Sections 27 to 30.
27/12
27 | ELECTRICAL INSTALLATION | [15 empty] | 27
SPECIAL CONDITIONS
PARTICULAR SPECIFICATION
Particular |  |  | SC27.30 | [6 empty] | The Particular Specification for electrical installation can be found in the Contract.
Specification
for electrical
installation
Particular |  |  | SC27.31 | [6 empty] | The Particular Specification for bedhead trunking system and
Specification |  |  | staff/ emergency/ nurse call system can be found in the Contract.
for bedhead
trunking
system and
staff/ emergency/
nurse call
system
27/13
27 | ELECTRICAL INSTALLATION - LIGHTING SYSTEM AND FIXTURES | [20 empty] | 27
Item | Item
LAMPHOLDERS |  |  |  |  | Take | [19 empty] | Take
Supply | [23 empty] | down | down |  |  | Fix
and | [23 empty] | and | and set |  |  | only
The rates include for the provision of fixing screws and rawplugs of approved sizes | [17 empty] | fix | [5 empty] | clear | aside for
and types. |  |  |  | away | [20 empty] | re-use
A | [23 empty] | B | C |  |  | D
Each |  |  | $ | [20 empty] | $ | $ |  |  | $
27001 | Lampholder, bakelite, batten type, with shade carrier skirt or home office type, shield
for all lamp with Edison Screw/ Bayonet cap........................................................................................................................ | [21 empty] | 33.32 |  | 5.79 |  | 7.14 |  | 18.49 |  | 27001
27002 | Lampholder, bakelite, cordgrip type, with shade carrier etc. for all lamps with Edison
Screw/ Bayonet cap................................................................................................................................................................. | [21 empty] | 23.57 |  | 4.10 |  | 5.11 |  | 13.35 |  | 27002
27003 | Lampholder, porcelain, backplate type, for all lamps with Edison Screw/
Bayonet cap............................................................................................................................................................................. | [21 empty] | 29.83 |  | 5.79 |  | 7.14 |  | 18.49 |  | 27003
27004 | Lampholder, porcelain, backplate type, skirted for all lamps with Edison
Screw/ Bayonet cap................................................................................................................................................................. | [21 empty] | 29.21 |  | 5.79 |  | 7.14 |  | 18.49 |  | 27004
27005 | Lampholder, bakelite, angle batten type, with home office type, shield for
all lamps with Edison Screw/ Bayonet cap............................................................................................................................ | [21 empty] | 29.96 |  | 5.79 |  | 7.14 |  | 18.49 |  | 27005
27006 | Lampholder, brass, threaded for all lamps with Edison Screw/ Bayonet cap........................................................................ | [20 empty] | 41.53 |  | 5.79 |  | 7.14 |  | 18.49 |  | 27006
27007 | Lock ring for lampholder........................................................................................................................................................ | [20 empty] | 8.34 |  | 1.78 |  | 2.12 |  | 5.44 |  | 27007
27008 | Wedge lampholder for B.C. lamps......................................................................................................................................... | [20 empty] | 8.40 |  | 2.00 |  | 2.45 |  | 6.16 |  | 27008
27009 | Lampholder for high pressure sodium type lamps (all types)................................................................................................ | [19 empty] | 149.85 |  |  | 14.09 |  | 17.46 |  | 48.05 |  | 27009
27010 | Ditto but for low pressure sodium type lamps (all types)...................................................................................................... | [19 empty] | 70.45 |  |  | 9.92 |  | 12.24 |  | 34.23 |  | 27010
27011 | Ditto but for tungsten halogen type lamps (all types)............................................................................................................ | [19 empty] | - |  |  | 9.92 |  | 12.24 |  | 34.23 |  | 27011
27012 | Ditto but for metal halide MBIL type lamps (all types)......................................................................................................... | [19 empty] | 157.78 |  |  | 14.09 |  | 17.46 |  | 48.05 |  | 27012
27013 | Lampholder for tubular fluorescent lamp (all types).............................................................................................................. | [19 empty] | 32.77 |  |  | 4.10 |  | 5.11 |  | 13.35 |  | 27013
27014 | Lampholder for compact fluorescent lamp (all types)............................................................................................................ | [19 empty] | 37.32 |  |  | 4.10 |  | 5.11 |  | 13.35 |  | 27014
27015 | Lampholder for circular fluorescent lamp (all types)............................................................................................................. | [19 empty] | 31.74 |  |  | 4.10 |  | 5.11 |  | 13.35 |  | 27015
27/14
27 | ELECTRICAL INSTALLATION - LIGHTING SYSTEM AND FIXTURES | [19 empty] | 27
Item | Item
LAMPS |  |  | Take | [21 empty] | Take
Supply | [23 empty] | down | down |  |  | Fix
and | [23 empty] | and | and set |  |  | only
T5 tubular fluorescent tube, 2700K to 6500K : - | [11 empty] | fix | [11 empty] | clear | aside for
away | [24 empty] | re-use
A | [23 empty] | B | C |  |  | D
Each |  |  | $ | [20 empty] | $ | $ |  |  | $
27016 | 549 mm long, 14W.................................................................................................................................................................. | [19 empty] | 44.84 |  |  | 2.93 |  | 3.52 |  | 8.88 |  | 27016
27017 | 549 mm long, 24W.................................................................................................................................................................. | [19 empty] | 53.03 |  |  | 2.93 |  | 3.52 |  | 8.88 |  | 27017
27018 | 849 mm long, 21W.................................................................................................................................................................. | [19 empty] | 47.20 |  |  | 2.93 |  | 3.52 |  | 8.88 |  | 27018
27019 | 849 mm long, 39W.................................................................................................................................................................. | [19 empty] | 53.84 |  |  | 2.93 |  | 3.52 |  | 8.88 |  | 27019
27020 | 1149 mm long, 28W................................................................................................................................................................ | [19 empty] | 47.48 |  |  | 2.93 |  | 3.52 |  | 8.88 |  | 27020
27021 | 1449 mm long, 35W................................................................................................................................................................ | [19 empty] | 50.04 |  |  | 3.49 |  | 4.07 |  | 9.71 |  | 27021
27022 | 1449 mm long, 49W................................................................................................................................................................ | [19 empty] | 67.11 |  |  | 3.49 |  | 4.07 |  | 9.71 |  | 27022
27023 | 1149 mm long, 54W................................................................................................................................................................ | [19 empty] | 54.99 |  |  | 3.49 |  | 4.07 |  | 9.71 |  | 27023
27024 | 1449 mm long, 80W................................................................................................................................................................ | [19 empty] | 67.11 |  |  | 3.49 |  | 4.07 |  | 9.71 |  | 27024
LED lighting tube, suitable for T5/ T8 lighting panel with length : -
Each
27025 | Up to 600 mm long, min. lumen output 800 lm each tube ................................................................................................... | [19 empty] | 458.41 |  |  | 12.64 |  | 16.98 |  | 39.80 |  | 27025
27026 | 600 - 900 mm long, min. lumen output 1200 lm each tube .................................................................................................. | [19 empty] | 529.96 |  |  | 12.64 |  | 16.98 |  | 39.80 |  | 27026
27027 | 900 - 1200 mm long, min. lumen output 1600 lm each tube................................................................................................. | [19 empty] | 583.18 |  |  | 12.64 |  | 16.98 |  | 39.80 |  | 27027
27028 | 1200 - 1500 mm long, min. lumen output 2000 lm each tube............................................................................................... | [19 empty] | 637.18 |  |  | 12.64 |  | 16.98 |  | 39.80 |  | 27028
27/15
27 | ELECTRICAL INSTALLATION - LIGHTING SYSTEM AND FIXTURES | [19 empty] | 27
Item | Item
LAMPS (CONT'D) | [5 empty] | Take | [18 empty] | Take
Supply | [23 empty] | down | down |  |  | Fix
and | [23 empty] | and | and set |  |  | only
Circular fluorescent lamp : - | [9 empty] | fix | [13 empty] | clear | aside for
away | [24 empty] | re-use
A | [23 empty] | B | C |  |  | D
Each |  |  | $ | [20 empty] | $ | $ |  |  | $
27029 | 22W......................................................................................................................................................................................... | [19 empty] | 30.49 |  |  | 4.08 |  | 5.11 |  | 13.23 |  | 27029
27030 | 32W......................................................................................................................................................................................... | [19 empty] | 33.36 |  |  | 4.08 |  | 5.11 |  | 13.23 |  | 27030
27031 | 40W......................................................................................................................................................................................... | [19 empty] | 47.43 |  |  | 4.08 |  | 5.11 |  | 13.23 |  | 27031
27032 | 60W......................................................................................................................................................................................... | [19 empty] | 52.22 |  |  | 4.08 |  | 5.11 |  | 13.23 |  | 27032
Compact fluorescent lamp : -
Each
27033 | 2 pin single turn, 5/ 7W.......................................................................................................................................................... | [19 empty] | 20.99 |  |  | 2.00 |  | 2.45 |  | 6.11 |  | 27033
27034 | Ditto but 9/ 11W..................................................................................................................................................................... | [19 empty] | 23.43 |  |  | 2.00 |  | 2.45 |  | 6.11 |  | 27034
27035 | 2 pin double turn, 10/ 13W..................................................................................................................................................... | [19 empty] | 35.46 |  |  | 2.00 |  | 2.45 |  | 6.11 |  | 27035
27036 | Ditto but 18/ 26W................................................................................................................................................................... | [19 empty] | 44.18 |  |  | 2.00 |  | 2.45 |  | 6.11 |  | 27036
27037 | 4 pin biaxial long turn, 18/ 24/ 34W ...................................................................................................................................... | [19 empty] | 63.54 |  |  | 2.00 |  | 2.45 |  | 6.11 |  | 27037
27038 | Ditto but 36/ 40/ 55W............................................................................................................................................................. | [19 empty] | 63.54 |  |  | 2.00 |  | 2.45 |  | 6.11 |  | 27038
27039 | 4 pin double turn, 10/ 13W..................................................................................................................................................... | [19 empty] | 45.96 |  |  | 2.00 |  | 2.45 |  | 6.11 |  | 27039
27040 | Ditto but 18/ 26W................................................................................................................................................................... | [19 empty] | 52.28 |  |  | 2.00 |  | 2.45 |  | 6.11 |  | 27040
27041 | 2 or 4 pin triple turn, 13/ 18/ 26W ......................................................................................................................................... | [19 empty] | 90.98 |  |  | 2.00 |  | 2.45 |  | 6.11 |  | 27041
27042 | 4 pin triple turn, 32/ 42W ...................................................................................................................................................... | [19 empty] | 104.53 |  |  | 2.00 |  | 2.45 |  | 6.11 |  | 27042
27043 | 2 pin 2D compact fluorescent lamp........................................................................................................................................ | [19 empty] | 49.90 |  |  | 2.00 |  | 2.45 |  | 6.11 |  | 27043
27044 | Ditto but 4 pin 28/ 38/ 55 W................................................................................................................................................... | [19 empty] | 80.01 |  |  | 2.00 |  | 2.45 |  | 6.11 |  | 27044
27/16
27 | ELECTRICAL INSTALLATION - LIGHTING SYSTEM AND FIXTURES | [19 empty] | 27
Item | Item
LAMPS (CONT'D) | [5 empty] | Take | [18 empty] | Take
Supply | [23 empty] | down | down |  |  | Fix
and | [23 empty] | and | and set |  |  | only
Incandescent lamp : - | [5 empty] | fix | [17 empty] | clear | aside for
away | [24 empty] | re-use
A | [23 empty] | B | C |  |  | D
Each |  |  | $ | [20 empty] | $ | $ |  |  | $
27045 | 15/ 25/ 40/ 60W, B15/ B22/ E14/ E27 cap, 35 mm diameter candle type or 45 mm diameter
golf ball type lamps................................................................................................................................................................. | [20 empty] | - |  |  | 1.17 |  | 2.35 |  | 4.47 |  | 27045
27046 | 25/ 40/ 60/ 100W, G.L.S. lamp B15/ B22/ E14/ E27 cap, with clear, pearl or
colour finish............................................................................................................................................................................ | [20 empty] | - |  |  | 1.17 |  | 2.35 |  | 4.47 |  | 27046
27047 | 150W/ 200W, G.L.S. lamp G.E.S. cap, clear or pearl finishes.............................................................................................. | [19 empty] | - |  |  | 2.00 |  | 2.49 |  | 6.19 |  | 27047
Halogen lamp : -
Each
27048 | Dichroic lamp; in any power rating........................................................................................................................................ | [19 empty] | - |  |  | 2.00 |  | 2.49 |  | 6.19 |  | 27048
27049 | Aluminium reflector lamp; in any power rating..................................................................................................................... | [19 empty] | - |  |  | 2.00 |  | 2.49 |  | 6.19 |  | 27049
27050 | Reflector lamp (spot/ flood/ wide flood); in any power rating............................................................................................... | [19 empty] | - |  |  | 2.00 |  | 2.49 |  | 6.19 |  | 27050
27051 | Single-end/ double-end; in any power rating......................................................................................................................... | [19 empty] | - |  |  | 2.00 |  | 2.49 |  | 6.19 |  | 27051
Induction lamp : -
Each
27052 | Up to 60W............................................................................................................................................................................... | [19 empty] | 632.80 |  |  | 2.00 |  | 2.49 |  | 6.19 |  | 27052
27053 | 60 - 80W.................................................................................................................................................................................. | [19 empty] | 779.70 |  |  | 2.00 |  | 2.49 |  | 6.19 |  | 27053
27054 | 80 - 120W................................................................................................................................................................................ | [19 empty] | 926.60 |  |  | 2.00 |  | 2.49 |  | 6.19 |  | 27054
27055 | 120 - 200W.............................................................................................................................................................................. | [18 empty] | 1,220.60 |  |  |  | 2.00 |  | 2.49 |  | 6.19 |  | 27055
Low pressure sodium lamp : -
Each
27056 | 26/ 35W................................................................................................................................................................................... | [18 empty] | 230.62 |  |  |  | 7.85 |  | 9.52 |  | 23.63 |  | 27056
27057 | 35/ 55W................................................................................................................................................................................... | [18 empty] | 242.14 |  |  |  | 7.85 |  | 9.52 |  | 23.63 |  | 27057
27058 | 66/ 90W................................................................................................................................................................................... | [18 empty] | 330.69 |  |  |  | 7.85 |  | 9.52 |  | 23.63 |  | 27058
27059 | 90/ 135W................................................................................................................................................................................. | [18 empty] | 343.10 |  |  |  | 7.85 |  | 9.52 |  | 23.63 |  | 27059
27/17
27 | ELECTRICAL INSTALLATION - LIGHTING SYSTEM AND FIXTURES | [18 empty] | 27
Item | Item
LAMPS (CONT'D) | [5 empty] | Take | [18 empty] | Take
Supply | [23 empty] | down | down |  |  | Fix
and | [23 empty] | and | and set |  |  | only
Metal halide lamp : - |  |  |  |  | fix | [18 empty] | clear | aside for
away | [24 empty] | re-use
A | [23 empty] | B | C |  |  | D
Each |  |  | $ | [20 empty] | $ | $ |  |  | $
27060 | 35W reflector - ceramic........................................................................................................................................................... | [18 empty] | 452.81 |  |  |  | 7.85 |  | 9.52 |  | 23.63 |  | 27060
27061 | 70/ 150W double-end compact............................................................................................................................................... | [18 empty] | 144.08 |  |  |  | 7.85 |  | 9.52 |  | 23.63 |  | 27061
27062 | 250W double-end compact..................................................................................................................................................... | [18 empty] | 712.70 |  |  |  | 7.85 |  | 9.52 |  | 23.63 |  | 27062
27063 | 400W double-end compact..................................................................................................................................................... | [18 empty] | 742.01 |  |  |  | 7.85 |  | 9.52 |  | 23.63 |  | 27063
27064 | 70/ 150W double-end compact - ceramic............................................................................................................................... | [18 empty] | 343.03 |  |  |  | 7.85 |  | 9.52 |  | 23.63 |  | 27064
27065 | 70/ 150W single-end compact................................................................................................................................................ | [18 empty] | 184.30 |  |  |  | 7.85 |  | 9.52 |  | 23.63 |  | 27065
27066 | 200W single-end compact....................................................................................................................................................... | [18 empty] | 360.72 |  |  |  | 7.85 |  | 9.52 |  | 23.63 |  | 27066
27067 | 35/ 70W single-end compact - ceramic.................................................................................................................................. | [18 empty] | 384.80 |  |  |  | 7.85 |  | 9.52 |  | 23.63 |  | 27067
27068 | 150W single-end compact - ceramic...................................................................................................................................... | [18 empty] | 397.14 |  |  |  | 7.85 |  | 9.52 |  | 23.63 |  | 27068
27069 | 70W MBIF, elliptical coated................................................................................................................................................... | [18 empty] | 299.44 |  |  |  | 7.85 |  | 9.52 |  | 23.63 |  | 27069
27070 | 100/ 250W MBIF, elliptical coated........................................................................................................................................ | [18 empty] | 308.07 |  |  |  | 7.85 |  | 9.52 |  | 23.63 |  | 27070
27071 | 400W MBIF, elliptical coated................................................................................................................................................. | [18 empty] | 340.61 |  |  |  | 7.85 |  | 9.52 |  | 23.63 |  | 27071
27072 | 250W tubular clear.................................................................................................................................................................. | [18 empty] | 286.20 |  |  |  | 7.85 |  | 9.52 |  | 23.63 |  | 27072
27073 | 400W tubular clear.................................................................................................................................................................. | [18 empty] | 302.05 |  |  |  | 7.85 |  | 9.52 |  | 23.63 |  | 27073
27074 | 1000W tubular clear................................................................................................................................................................ | [18 empty] | 868.12 |  |  |  | 9.56 |  | 11.87 |  | 32.56 |  | 27074
27075 | 750W MBIL double-end......................................................................................................................................................... | [18 empty] | 463.33 |  |  |  | 9.56 |  | 11.87 |  | 32.56 |  | 27075
27076 | 1500W MBIL double-end....................................................................................................................................................... | [18 empty] | 987.47 |  |  |  | 9.56 |  | 11.87 |  | 32.56 |  | 27076
27077 | 2000W MBIL double-end....................................................................................................................................................... | [18 empty] | 1,962.07 |  |  |  | 9.56 |  | 11.87 |  | 32.56 |  | 27077
27078 | 70/ 150W compact metal halide............................................................................................................................................. | [18 empty] | 399.97 |  |  |  | 7.85 |  | 9.52 |  | 23.63 |  | 27078
27079 | 1000W compact metal halide................................................................................................................................................. | [18 empty] | 1,636.92 |  |  |  | 9.56 |  | 11.87 |  | 32.56 |  | 27079
High pressure sodium lamp (Standard) : -
Each
27080 | 50/ 70W SON-E...................................................................................................................................................................... | [18 empty] | 143.78 |  |  |  | 7.85 |  | 9.52 |  | 23.63 |  | 27080
27081 | 70W SON-I/ SON-T................................................................................................................................................................ | [18 empty] | 155.94 |  |  |  | 7.85 |  | 9.52 |  | 23.63 |  | 27081
27082 | 100W SON-E/ SON-T............................................................................................................................................................ | [18 empty] | 180.53 |  |  |  | 7.85 |  | 9.52 |  | 23.63 |  | 27082
27083 | 110/ 150W SON-E/ SON-T.................................................................................................................................................... | [18 empty] | 190.86 |  |  |  | 7.85 |  | 9.52 |  | 23.63 |  | 27083
27084 | 250W SON/ SON-T................................................................................................................................................................ | [18 empty] | 199.63 |  |  |  | 7.85 |  | 9.52 |  | 23.63 |  | 27084
27085 | 400W SON/ SON-T................................................................................................................................................................ | [18 empty] | 202.70 |  |  |  | 7.85 |  | 9.52 |  | 23.63 |  | 27085
27086 | 1000W SON-T........................................................................................................................................................................ | [18 empty] | 776.27 |  |  |  | 7.85 |  | 9.52 |  | 23.63 |  | 27086
27/18
27 | ELECTRICAL INSTALLATION - LIGHTING SYSTEM AND FIXTURES | [18 empty] | 27
Item | Item
LAMPS (CONT'D) | [5 empty] | Take | [18 empty] | Take
Supply | [23 empty] | down | down |  |  | Fix
and | [23 empty] | and | and set |  |  | only
High pressure sodium lamp (Special) : - | [9 empty] | fix | [13 empty] | clear | aside for
away | [24 empty] | re-use
A | [23 empty] | B | C |  |  | D
Each |  |  | $ | [20 empty] | $ | $ |  |  | $
27087 | 50/ 70W high lumen output.................................................................................................................................................... | [18 empty] | 172.50 |  |  |  | 7.85 |  | 9.52 |  | 23.63 |  | 27087
27088 | 100/ 150W high lumen output................................................................................................................................................ | [18 empty] | 203.32 |  |  |  | 7.85 |  | 9.52 |  | 23.63 |  | 27088
27089 | 250/ 400W high lumen output................................................................................................................................................ | [18 empty] | 216.60 |  |  |  | 7.85 |  | 9.52 |  | 23.63 |  | 27089
27090 | 150W colour temperature not less than 2150K...................................................................................................................... | [18 empty] | 249.05 |  |  |  | 7.83 |  | 9.51 |  | 23.61 |  | 27090
27091 | 250W colour temperature not less than 2150K...................................................................................................................... | [18 empty] | 301.81 |  |  |  | 7.83 |  | 9.51 |  | 23.61 |  | 27091
27092 | 400W colour temperature not less than 2150K...................................................................................................................... | [18 empty] | 375.60 |  |  |  | 7.83 |  | 9.51 |  | 23.61 |  | 27092
27093 | 35/ 50W WHITE SON............................................................................................................................................................ | [18 empty] | 348.40 |  |  |  | 7.83 |  | 9.51 |  | 23.61 |  | 27093
27094 | 100W WHITE SON................................................................................................................................................................ | [18 empty] | 373.07 |  |  |  | 7.83 |  | 9.51 |  | 23.61 |  | 27094
27095 | 150W WHITE SON................................................................................................................................................................ | [18 empty] | 402.18 |  |  |  | 7.83 |  | 9.51 |  | 23.61 |  | 27095
27096 | 250W WHITE SON................................................................................................................................................................ | [18 empty] | 440.92 |  |  |  | 7.83 |  | 9.51 |  | 23.61 |  | 27096
27097 | 70/ 150W double-end.............................................................................................................................................................. | [18 empty] | 358.69 |  |  |  | 7.83 |  | 9.51 |  | 23.61 |  | 27097
27098 | 250W double-end.................................................................................................................................................................... | [18 empty] | 447.86 |  |  |  | 7.83 |  | 9.51 |  | 23.61 |  | 27098
27099 | 400W double-end.................................................................................................................................................................... | [18 empty] | 497.06 |  |  |  | 7.83 |  | 9.51 |  | 23.61 |  | 27099
27100 | 70W reflector........................................................................................................................................................................... | [18 empty] | 306.66 |  |  |  | 7.83 |  | 9.51 |  | 23.61 |  | 27100
High pressure mercury discharge lamp : -
Each
27101 | 50/ 80/ 125/ 250/ 400/ 450/ 700 W MBF............................................................................................................................... | [18 empty] | - |  |  |  | 7.83 |  | 9.51 |  | 23.61 |  | 27101
Other lamps : -
Each
27102 | Energy saving lamp 9/ 11/ 13/ 15/ 18W, E14/ E27 lamp base.............................................................................................. | [18 empty] | 41.95 |  |  |  | 1.17 |  | 1.56 |  | 4.43 |  | 27102
27103 | Energy saving lamp 20/ 25W, E14/ E27 lamp base............................................................................................................... | [18 empty] | 67.40 |  |  |  | 1.17 |  | 1.56 |  | 4.43 |  | 27103
27104 | Energy saving lamp, globe type 9/ 11/ 13/ 15/ 18W.............................................................................................................. | [18 empty] | 49.54 |  |  |  | 1.17 |  | 1.56 |  | 4.43 |  | 27104
27105 | Energy saving lamp, globe type 20/ 25W............................................................................................................................... | [18 empty] | 57.29 |  |  |  | 1.17 |  | 1.56 |  | 4.43 |  | 27105
27106 | 24V, 75/ 55W, sealed beam lamp bulb for underwater floodlight........................................................................................ | [18 empty] | 74.18 |  |  |  | 7.83 |  | 10.03 |  | 23.61 |  | 27106
27107 | Dimmable energy saving lamp 9/ 11/ 13/ 15/ 18W ............................................................................................................... | [18 empty] | 194.81 |  |  |  | 1.17 |  | 1.56 |  | 4.43 |  | 27107
27108 | LED lamp, 12V 3 - 5W, GU 5.3 ............................................................................................................................................ | [18 empty] | 519.48 |  |  |  | 10.50 |  | 14.04 |  | 36.35 |  | 27108
27109 | LED lamp, 12V 5 - 7W, GU 5.3 ............................................................................................................................................ | [18 empty] | 730.42 |  |  |  | 10.50 |  | 14.04 |  | 36.35 |  | 27109
27/19
27 | ELECTRICAL INSTALLATION - LIGHTING SYSTEM AND FIXTURES | [18 empty] | 27
Item | Item
FLUORESCENT LIGHTING FITTINGS
Take | [24 empty] | Take
Supply | [23 empty] | down | down |  |  | Fix
Surface mounted modular vandal resistant fluorescent lighting fitting c/w T5 | [16 empty] | and | [6 empty] | and | and set |  |  | only
electronic ballast, fluorescent tube, (one electronic ballast for each set of | [16 empty] | fix | [6 empty] | clear | aside for
fluorescent tube), aluminium louvres/ reflectors, anti-vibration devices | [16 empty] | away | [7 empty] | re-use
and polycarbonate diffusers : -
A | [23 empty] | B | C |  |  | D
Each |  |  | $ | [20 empty] | $ | $ |  |  | $
27110 | 200 x 600 mm, 1 x 14W, single tube...................................................................................................................................... | [18 empty] | 856.71 |  |  |  | 30.60 |  | 36.24 |  | 97.20 |  | 27110
27111 | 200 x 600 mm, 1 x 14W, single tube, IP54, impact resistance IK10..................................................................................... | [18 empty] | 1,182.32 |  |  |  | 30.60 |  | 36.24 |  | 97.20 |  | 27111
27112 | 300 x 600 mm, 1 x 14W, single tube, matt-satin polycarbonate green cross blades,
dimmable electronic ballast.................................................................................................................................................... | [19 empty] | 874.04 |  |  |  | 34.28 |  | 40.59 |  | 103.60 |  | 27112
27113 | 300 x 600 mm, 2 x 14W, twin tube........................................................................................................................................ | [18 empty] | 933.83 |  |  |  | 34.28 |  | 40.59 |  | 103.60 |  | 27113
27114 | 300 x 600 mm, 2 x 14W, twin tube, IP54 c/w emergency power pack................................................................................. | [18 empty] | 1,917.32 |  |  |  | 34.28 |  | 40.59 |  | 103.60 |  | 27114
27115 | 300 x 600 mm, 2 x 14W, twin tube, IP54 c/w 1 x 10W PLC night light.............................................................................. | [18 empty] | 1,680.07 |  |  |  | 34.28 |  | 40.59 |  | 103.60 |  | 27115
27116 | 600 x 600 mm, 3 x 14W, triple tube, IP54, impact resistance IK10...................................................................................... | [18 empty] | 2,067.73 |  |  |  | 34.28 |  | 40.59 |  | 103.60 |  | 27116
27117 | 600 x 600 mm, 3 x 14W, triple tube, IP54, impact resistance IK10
c/w NiMH emergency power pack......................................................................................................................................... | [19 empty] | 2,318.74 |  |  |  | 34.28 |  | 40.59 |  | 103.60 |  | 27117
27118 | 200 x 1200 mm, 1 x 28W, single tube.................................................................................................................................... | [18 empty] | 891.88 |  |  |  | 30.60 |  | 36.24 |  | 97.20 |  | 27118
27119 | 200 x 1200 mm, 1 x 28W, single tube, IP54, impact resistance IK10................................................................................... | [18 empty] | 1,380.97 |  |  |  | 30.60 |  | 36.24 |  | 97.20 |  | 27119
27120 | 300 x 1200 mm, 2 x 28W, twin tube...................................................................................................................................... | [18 empty] | 1,094.63 |  |  |  | 34.28 |  | 40.59 |  | 103.60 |  | 27120
27121 | 300 x 1200 mm, 2 x 28W, twin tube, IP54, impact resistance IK10
c/w 2-hour NiMH emergency power pack.............................................................................................................................. | [19 empty] | 1,924.62 |  |  |  | 34.28 |  | 40.59 |  | 103.60 |  | 27121
27122 | 300 x 1200 mm, 2 x 28W, twin tube, impact resistance IK10 c/w parabolic side reflector................................................. | [18 empty] | 1,289.50 |  |  |  | 34.28 |  | 40.59 |  | 103.60 |  | 27122
27123 | 300 x 1200 mm, 2 x 28W, twin tube, IP54, impact resistance IK10 c/w night light............................................................ | [18 empty] | 1,732.16 |  |  |  | 34.28 |  | 40.59 |  | 103.60 |  | 27123
27124 | 250 x 1200 mm, 2 x 28W, twin tube, impact resistance IK10............................................................................................... | [18 empty] | 1,497.53 |  |  |  | 34.28 |  | 40.59 |  | 103.60 |  | 27124
27125 | 200 x 1500 mm, 1 x 35W, single tube.................................................................................................................................... | [18 empty] | 1,244.86 |  |  |  | 32.49 |  | 39.32 |  | 103.12 |  | 27125
27126 | 200 x 1500 mm, 1 x 35W, single tube, IP54, impact resistance IK10................................................................................... | [18 empty] | 1,749.61 |  |  |  | 32.49 |  | 39.32 |  | 103.12 |  | 27126
27127 | 300 x 1500 mm, 2 x 35W, twin tube...................................................................................................................................... | [18 empty] | 1,328.73 |  |  |  | 38.12 |  | 44.66 |  | 110.25 |  | 27127
27128 | 300 x 1500 mm, 2 x 35W, twin tube, IP54, impact resistance IK10
c/w self-contained emergency NiMH power pack................................................................................................................. | [19 empty] | 2,676.50 |  |  |  | 38.12 |  | 44.66 |  | 110.25 |  | 27128
27129 | 300 x 1500 mm, 2 x 35W, twin tube c/w parabolic side reflector......................................................................................... | [18 empty] | 1,793.26 |  |  |  | 38.12 |  | 44.66 |  | 110.25 |  | 27129
27130 | 600 x 1200 mm, 3 x 28W, triple tube c/w parabolic side reflector........................................................................................ | [18 empty] | 2,510.12 |  |  |  | 38.12 |  | 44.66 |  | 110.25 |  | 27130
27131 | 600 x 1200 mm, 3 x 28W, triple tube, IP54 c/w emergency power pack, impact resistance IK10...................................... | [18 empty] | 3,744.99 |  |  |  | 38.12 |  | 44.66 |  | 110.25 |  | 27131
27132 | 600 x 1200 mm, 3 x 28W, triple tube, IP54 c/w night light, impact resistance IK10........................................................... | [18 empty] | 3,368.47 |  |  |  | 38.12 |  | 44.66 |  | 110.25 |  | 27132
27/20
27 | ELECTRICAL INSTALLATION - LIGHTING SYSTEM AND FIXTURES | [18 empty] | 27
Item | Item
FLUORESCENT LIGHTING FITTINGS (CONT'D)
Take | [24 empty] | Take
Supply | [23 empty] | down | down |  |  | Fix
Surface mounted fluorescent light fitting c/w T5 fluorescent tube, T5 electronic | [16 empty] | and | [6 empty] | and | and set |  |  | only
control gear/ electronic ballast (one electronic ballast for each set of fluorescent | [16 empty] | fix | [6 empty] | clear | aside for
tube) : - |  |  | away | [21 empty] | re-use
A | [23 empty] | B | C |  |  | D
Each |  |  | $ | [20 empty] | $ | $ |  |  | $
27133 | 600 mm, 1 x 14W, batten type similar to SFA 50 ................................................................................................................. | [18 empty] | 219.67 |  |  |  | 21.27 |  | 26.55 |  | 71.28 |  | 27133
27134 | 600 mm, 2 x 14W, batten type similar to SFA 69.................................................................................................................. | [18 empty] | 319.46 |  |  |  | 23.27 |  | 29.52 |  | 82.25 |  | 27134
27135 | 600 mm, 1 x 14W, batten type with plastic diffuser similar to SFA 51................................................................................ | [18 empty] | 304.92 |  |  |  | 22.38 |  | 27.55 |  | 75.22 |  | 27135
27136 | 600 mm, 2 x 14W, batten type with plastic diffuser similar to SFA 74................................................................................ | [18 empty] | 451.17 |  |  |  | 24.97 |  | 30.70 |  | 86.33 |  | 27136
27137 | 1200 mm, 1 x 28W, batten type similar to SFA 50................................................................................................................ | [18 empty] | 246.38 |  |  |  | 23.62 |  | 28.77 |  | 79.79 |  | 27137
27138 | 1200 mm, 2 x 28W, batten type similar to SFA 69................................................................................................................ | [18 empty] | 378.46 |  |  |  | 25.41 |  | 31.09 |  | 92.38 |  | 27138
27139 | 1200 mm, 1 x 28W, batten type with metal trough reflector similar to SFA 58................................................................... | [18 empty] | 321.55 |  |  |  | 24.74 |  | 30.64 |  | 84.61 |  | 27139
27140 | 1200 mm, 2 x 28W, batten type with metal trough reflector similar to SFA 72................................................................... | [18 empty] | 488.79 |  |  |  | 27.12 |  | 33.49 |  | 97.55 |  | 27140
27141 | 1200 mm, 1 x 28W, batten type with metal angle reflector similar to SFA 56..................................................................... | [18 empty] | 327.19 |  |  |  | 24.97 |  | 30.70 |  | 84.61 |  | 27141
27142 | 1200 mm, 1 x 28W, batten type with plastic diffuser similar to SFA 51.............................................................................. | [18 empty] | 362.55 |  |  |  | 24.97 |  | 30.70 |  | 84.61 |  | 27142
27143 | 1200 mm, 2 x 28W, batten type with plastic diffuser similar to SFA 74.............................................................................. | [18 empty] | 559.10 |  |  |  | 27.12 |  | 33.49 |  | 97.55 |  | 27143
27144 | 1500 mm, 1 x 35W, batten type similar to SFA 50................................................................................................................ | [18 empty] | 288.87 |  |  |  | 24.58 |  | 30.36 |  | 84.22 |  | 27144
27145 | 1500 mm, 2 x 35W, batten type similar to SFA 69................................................................................................................ | [18 empty] | 449.94 |  |  |  | 28.62 |  | 34.96 |  | 99.18 |  | 27145
27146 | 1500 mm, 1 x 35W, batten type with metal trough reflector similar to SFA 58................................................................... | [18 empty] | 348.77 |  |  |  | 27.85 |  | 33.86 |  | 89.46 |  | 27146
27147 | 1500 mm, 1 x 49W, batten type similar to SFA 50................................................................................................................ | [18 empty] | 293.87 |  |  |  | 24.58 |  | 30.36 |  | 84.22 |  | 27147
27148 | 1500 mm, 2 x 49W, batten type similar to SFA 69................................................................................................................ | [18 empty] | 458.90 |  |  |  | 28.62 |  | 34.96 |  | 99.18 |  | 27148
27149 | 1500 mm, 1 x 80W, batten type similar to SFA 50................................................................................................................ | [18 empty] | 418.10 |  |  |  | 24.58 |  | 30.36 |  | 84.22 |  | 27149
27150 | 1500 mm, 2 x 80W, batten type similar to SFA 69................................................................................................................ | [18 empty] | 655.40 |  |  |  | 28.62 |  | 34.96 |  | 99.18 |  | 27150
27151 | 1500 mm, 1 x 80W, batten type with metal trough reflector similar to SFA 58................................................................... | [18 empty] | 502.85 |  |  |  | 27.85 |  | 33.86 |  | 89.46 |  | 27151
27/21
27 | ELECTRICAL INSTALLATION - LIGHTING SYSTEM AND FIXTURES | [18 empty] | 27
Item | Item
FLUORESCENT LIGHTING FITTINGS (CONT'D)
Take | [24 empty] | Take
Supply | [23 empty] | down | down |  |  | Fix
Surface mounted fluorescent light fitting c/w T5 fluorescent tube, T5 electronic | [16 empty] | and | [6 empty] | and | and set |  |  | only
control gear/ electronic ballast (one electronic ballast for each set of fluorescent | [16 empty] | fix | [6 empty] | clear | aside for
tube) : - (Cont'd) |  |  |  |  | away | [19 empty] | re-use
A | [23 empty] | B | C |  |  | D
Each |  |  | $ | [20 empty] | $ | $ |  |  | $
27152 | 1500 mm, 1 x 35W, batten type with metal angle reflector similar to SFA 56..................................................................... | [18 empty] | 333.27 |  |  |  | 27.75 |  | 33.65 |  | 88.93 |  | 27152
27153 | 1500 mm, 1 x 35W, batten type with plastic diffuser similar to SFA 51.............................................................................. | [18 empty] | 332.05 |  |  |  | 27.75 |  | 33.65 |  | 88.93 |  | 27153
27154 | 1500 mm, 2 x 35W, batten type with metal trough reflector similar to SFA 72................................................................... | [18 empty] | 533.20 |  |  |  | 29.62 |  | 37.10 |  | 104.87 |  | 27154
27155 | 1500 mm, 2 x 35W, batten type with plastic diffuser similar to SFA 74.............................................................................. | [18 empty] | 538.76 |  |  |  | 29.52 |  | 36.88 |  | 104.23 |  | 27155
27156 | 1500 mm, 1 x 49W, batten type with metal angle reflector similar to SFA 56..................................................................... | [18 empty] | 336.58 |  |  |  | 27.75 |  | 33.65 |  | 88.93 |  | 27156
27157 | 1500 mm, 1 x 49W, batten type with metal trough reflector similar to SFA 58................................................................... | [18 empty] | 361.98 |  |  |  | 27.85 |  | 33.86 |  | 89.46 |  | 27157
27158 | 1500 mm, 1 x 49W, batten type with plastic diffuser similar to SFA 51.............................................................................. | [18 empty] | 342.01 |  |  |  | 27.75 |  | 33.65 |  | 88.93 |  | 27158
27159 | 1500 mm, 2 x 49W, batten type with metal trough reflector similar to SFA 72................................................................... | [18 empty] | 544.01 |  |  |  | 29.62 |  | 37.10 |  | 104.87 |  | 27159
27160 | 1500 mm, 2 x 49W, batten type with plastic diffuser similar to SFA 74.............................................................................. | [18 empty] | 557.01 |  |  |  | 29.52 |  | 36.88 |  | 104.23 |  | 27160
Surface mounted modular fluorescent light fitting c/w T5 fluorescent tube,
electronic control gear/ electronic ballast (one electronic ballast for each set
of fluorescent tube), aluminium louvre/ reflector/ plastic diffuser (all types) : -
Each
27161 | 150 x 1500 mm, 1 x 35W similar to SFA 110........................................................................................................................ | [18 empty] | 456.33 |  |  |  | 25.31 |  | 30.97 |  | 92.01 |  | 27161
27162 | 300 x 600 mm, 1 x 14W similar to SFA 110.......................................................................................................................... | [18 empty] | 479.25 |  |  |  | 25.31 |  | 30.97 |  | 92.01 |  | 27162
27163 | 300 x 600 mm, 2 x 14W similar to SFA 110.......................................................................................................................... | [18 empty] | 661.17 |  |  |  | 30.55 |  | 36.17 |  | 97.01 |  | 27163
27164 | 300 x 1200 mm, 1 x 28W similar to SFA 110........................................................................................................................ | [18 empty] | 627.38 |  |  |  | 30.55 |  | 36.17 |  | 97.01 |  | 27164
27165 | 300 x 1500 mm, 1 x 35W similar to SFA 110 ....................................................................................................................... | [18 empty] | 681.23 |  |  |  | 32.44 |  | 39.16 |  | 102.70 |  | 27165
27166 | 300 x 1500 mm, 1 x 49W similar to SFA 110........................................................................................................................ | [18 empty] | 688.67 |  |  |  | 32.44 |  | 39.16 |  | 102.70 |  | 27166
27167 | 300 x 1200 mm, 2 x 28W similar to SFA 110........................................................................................................................ | [18 empty] | 689.21 |  |  |  | 34.22 |  | 40.42 |  | 103.20 |  | 27167
27168 | 300 x 1200 mm, 2 x 28W c/w nano reflectors....................................................................................................................... | [18 empty] | 995.48 |  |  |  | 34.22 |  | 40.42 |  | 103.20 |  | 27168
27169 | 300 x 1500 mm, 2 x 35W similar to SFA 110........................................................................................................................ | [18 empty] | 809.39 |  |  |  | 38.12 |  | 44.56 |  | 110.04 |  | 27169
27170 | 300 x 1500 mm, 2 x 35W c/w emergency power pack.......................................................................................................... | [18 empty] | 959.41 |  |  |  | 38.12 |  | 44.56 |  | 110.04 |  | 27170
27171 | 300 x 1500 mm, 2 x 49W similar to SFA 110........................................................................................................................ | [18 empty] | 821.72 |  |  |  | 38.12 |  | 44.56 |  | 110.04 |  | 27171
27172 | 400 x 1500 mm, 3 x 35W....................................................................................................................................................... | [18 empty] | 937.55 |  |  |  | 38.12 |  | 44.56 |  | 110.04 |  | 27172
27173 | 600 x 600 mm, 2 x 14W similar to SFA 111.......................................................................................................................... | [18 empty] | 722.88 |  |  |  | 32.49 |  | 39.24 |  | 102.91 |  | 27173
27174 | 600 x 1200 mm, 2 x 28W similar to SFA 110........................................................................................................................ | [18 empty] | 795.14 |  |  |  | 41.31 |  | 48.68 |  | 120.66 |  | 27174
27/22
27 | ELECTRICAL INSTALLATION - LIGHTING SYSTEM AND FIXTURES | [18 empty] | 27
Item | Item
FLUORESCENT LIGHTING FITTINGS (CONT'D)
Take | [24 empty] | Take
Supply | [23 empty] | down | down |  |  | Fix
Surface mounted modular fluorescent lighting fitting c/w T5 fluorescent tube, T5 | [16 empty] | and | [6 empty] | and | and set |  |  | only
electronic control gear/ electronic ballast (one T5 electronic ballast for each set of | [16 empty] | fix | [6 empty] | clear | aside for
T5 fluorescent tube) : - | [5 empty] | away | [18 empty] | re-use
A | [23 empty] | B | C |  |  | D
Each |  |  | $ | [20 empty] | $ | $ |  |  | $
27175 | 600 x 600 mm, 3 x 14W similar to SFA 111.......................................................................................................................... | [18 empty] | 788.72 |  |  |  | 38.12 |  | 44.56 |  | 110.04 |  | 27175
27176 | 600 x 1200 mm, 3 x 28W similar to SFA 110........................................................................................................................ | [18 empty] | 935.10 |  |  |  | 44.76 |  | 52.87 |  | 125.46 |  | 27176
27177 | 1200 mm, 1 x 28W track light module luminaire for continuous lighting with housing
c/w louver similar to SFA 201................................................................................................................................................ | [19 empty] | 1,043.64 |  |  |  | 31.16 |  | 36.36 |  | 83.42 |  | 27177
27178 | 1200 mm, 2 x 28W track light module luminaire for continuous lighting with housing
c/w louver similar to SFA 201................................................................................................................................................ | [19 empty] | 1,249.87 |  |  |  | 31.16 |  | 36.36 |  | 83.42 |  | 27178
27179 | 1500 mm, 1 x 35W track light module luminaire for continuous lighting with housing
c/w louver similar to SFA 201................................................................................................................................................ | [19 empty] | 1,248.56 |  |  |  | 32.26 |  | 36.91 |  | 85.42 |  | 27179
27180 | 1500 mm, 2 x 35W track light module luminaire for continuous lighting with housing
c/w louver similar to SFA 201................................................................................................................................................ | [19 empty] | 1,393.52 |  |  |  | 32.26 |  | 36.91 |  | 85.42 |  | 27180
Surface mounted modular fluorescent lighting fitting c/w ball-proof hinged wire guard,
with/ without transparent polycarbonate/ plastic cover, T5 fluorescent tube, T5 electronic control
gear/ electronic ballast (one T5 electronic ballast for each set of T5 fluorescent tube) : -
Each
27181 | 300 x 1200 mm, 2 x 28W similar to SFA 112........................................................................................................................ | [18 empty] | 472.57 |  |  |  | 31.16 |  | 36.36 |  | 83.42 |  | 27181
27182 | 300 x 1500 mm, 1 x 35W similar to SFA 112........................................................................................................................ | [18 empty] | 811.71 |  |  |  | 27.21 |  | 32.63 |  | 70.20 |  | 27182
27183 | 300 x 1500 mm, 2 x 35W similar to SFA 112........................................................................................................................ | [18 empty] | 938.28 |  |  |  | 32.26 |  | 36.91 |  | 85.42 |  | 27183
27184 | 300 x 1500 mm, 2 x 35W c/w 2-hour emergency power pack.............................................................................................. | [18 empty] | 1,474.02 |  |  |  | 32.26 |  | 36.91 |  | 85.42 |  | 27184
27185 | 450 x 1200 mm, 3 x 28W similar to SFA 112........................................................................................................................ | [18 empty] | 761.91 |  |  |  | 44.76 |  | 52.87 |  | 125.46 |  | 27185
27186 | 450 x 1500 mm, 3 x 35W similar to SFA 112........................................................................................................................ | [18 empty] | 1,512.78 |  |  |  | 46.69 |  | 54.10 |  | 132.75 |  | 27186
27/23
27 | ELECTRICAL INSTALLATION - LIGHTING SYSTEM AND FIXTURES | [18 empty] | 27
Item | Item
FLUORESCENT LIGHTING FITTINGS (CONT'D)
Take | [24 empty] | Take
Supply | [23 empty] | down | down |  |  | Fix
Surface mounted modular fluorescent lighting fitting c/w ball-proof hinged wire guard, | [17 empty] | and | [5 empty] | and | and set |  |  | only
with/ without transparent polycarbonate/ plastic cover, T5 fluorescent tube, T5 electronic control | [17 empty] | fix | [5 empty] | clear | aside for
gear/ electronic ballast (one T5 electronic ballast for each set of T5 fluorescent tube) : - (Cont'd) | [17 empty] | away | [6 empty] | re-use
A | [23 empty] | B | C |  |  | D
Each |  |  | $ | [20 empty] | $ | $ |  |  | $
27187 | 450 x 1500 mm, 3 x 35W with ball-proof hinged wire guard and with/ without
transparent polycarbonate/ plastic cover c/w emergency power pack................................................................................... | [19 empty] | 2,048.52 |  |  |  | 46.69 |  | 54.10 |  | 132.75 |  | 27187
27188 | 600 x 1500 mm, 3 x 35W with ball-proof hinged wire guard and with/ without
transparent polycarbonate/ plastic cover similar to SFA 112................................................................................................. | [19 empty] | 1,229.81 |  |  |  | 46.69 |  | 54.10 |  | 132.75 |  | 27188
27189 | 600 x 1200 mm, 3 x 54W with ball-proof hinged wire guard and with/ without
transparent polycarbonate/ plastic cover similar to SFA 112................................................................................................. | [19 empty] | 1,122.85 |  |  |  | 44.76 |  | 52.87 |  | 125.46 |  | 27189
27190 | 600 x 1500 mm, 4 x 49W with ball-proof hinged wire guard and with/ without
transparent polycarbonate/ plastic cover similar to SFA 112................................................................................................. | [19 empty] | 1,617.01 |  |  |  | 50.34 |  | 58.35 |  | 138.23 |  | 27190
Surface/ pendant mounted modular fluorescent light fitting c/w T5 fluorescent tube,
electronic control gear/ electronic ballast (one electronic ballast for each set of
fluorescent tube), aluminium louvre/ reflector/ plastic diffuser (all types), die cast
aluminium body : -
Each
27191 | 1 x 28W similar to SFA 113................................................................................................................................................... | [18 empty] | 790.23 |  |  |  | 26.67 |  | 31.87 |  | 69.48 |  | 27191
27192 | 2 x 28W similar to SFA 113................................................................................................................................................... | [18 empty] | 1,024.56 |  |  |  | 31.16 |  | 36.36 |  | 83.42 |  | 27192
27193 | 3 x 28W similar to SFA 113................................................................................................................................................... | [18 empty] | 1,421.65 |  |  |  | 36.22 |  | 42.34 |  | 96.50 |  | 27193
27194 | 1 x 35W similar to SFA 113................................................................................................................................................... | [18 empty] | 853.52 |  |  |  | 27.21 |  | 32.63 |  | 70.20 |  | 27194
27195 | 2 x 35W similar to SFA 113................................................................................................................................................... | [18 empty] | 1,267.01 |  |  |  | 32.26 |  | 36.91 |  | 85.42 |  | 27195
27196 | 3 x 35W similar to SFA 113................................................................................................................................................... | [18 empty] | 1,493.48 |  |  |  | 39.24 |  | 46.31 |  | 100.61 |  | 27196
27/24
27 | ELECTRICAL INSTALLATION - LIGHTING SYSTEM AND FIXTURES | [18 empty] | 27
Item | Item
FLUORESCENT LIGHTING FITTINGS (CONT'D)
Take | [24 empty] | Take
Supply | [23 empty] | down | down |  |  | Fix
Recess mounted modular fluorescent light fitting c/w T5 fluorescent tube, | [16 empty] | and | [6 empty] | and | and set |  |  | only
electronic control gear/ electronic ballast (one electronic ballast for each | [16 empty] | fix | [6 empty] | clear | aside for
set of fluorescent tube), aluminium louvre/ reflector/ plastic diffuser (all | [16 empty] | away | [7 empty] | re-use
types), with/ without air slot : -
A | [23 empty] | B | C |  |  | D
Each |  |  | $ | [20 empty] | $ | $ |  |  | $
27197 | 200 x 600 mm, 1 x 14W, vandal resistant.............................................................................................................................. | [18 empty] | 1,390.35 |  |  |  | 25.16 |  | 30.84 |  | 91.63 |  | 27197
27198 | 300 x 600 mm, 1 x 14W similar to SFA 114.......................................................................................................................... | [18 empty] | 603.97 |  |  |  | 25.16 |  | 30.84 |  | 91.63 |  | 27198
27199 | 300 x 600 mm, 1 x 14W c/w nano reflectors......................................................................................................................... | [18 empty] | 623.20 |  |  |  | 25.16 |  | 30.84 |  | 91.63 |  | 27199
27200 | 300 x 600 mm, 1 x 14W c/w air slots..................................................................................................................................... | [18 empty] | 753.33 |  |  |  | 25.16 |  | 30.84 |  | 91.63 |  | 27200
27201 | 300 x 600 mm, 1 x 14W c/w air slots with perforated white panel....................................................................................... | [18 empty] | 1,123.58 |  |  |  | 25.16 |  | 30.84 |  | 91.63 |  | 27201
27202 | 300 x 600 mm, 1 x 14W c/w air slots with perforated white panel
and 2-hour emergency power pack......................................................................................................................................... | [19 empty] | 1,443.41 |  |  |  | 25.16 |  | 30.84 |  | 91.63 |  | 27202
27203 | 300 x 600 mm, 2 x 14W similar to SFA 114.......................................................................................................................... | [18 empty] | 746.91 |  |  |  | 30.35 |  | 36.02 |  | 96.61 |  | 27203
27204 | 300 x 600 mm, 2 x 14W, vandal resistant.............................................................................................................................. | [18 empty] | 1,612.10 |  |  |  | 30.35 |  | 36.02 |  | 96.61 |  | 27204
27205 | 300 x 1200 mm, 1 x 28W similar to SFA 114........................................................................................................................ | [18 empty] | 651.20 |  |  |  | 30.35 |  | 36.02 |  | 96.61 |  | 27205
27206 | 300 x 1200 mm, 1 x 28W c/w air slots with perforated white panel..................................................................................... | [18 empty] | 1,140.06 |  |  |  | 30.35 |  | 36.02 |  | 96.61 |  | 27206
27207 | 300 x 1200 mm, 1 x 28W c/w air slots with perforated white panel
and 2-hour emergency power pack......................................................................................................................................... | [19 empty] | 1,605.29 |  |  |  | 30.35 |  | 36.02 |  | 96.61 |  | 27207
27208 | 300 x 1200 mm, 2 x 28W similar to SFA 114........................................................................................................................ | [18 empty] | 775.83 |  |  |  | 34.01 |  | 40.34 |  | 102.98 |  | 27208
27209 | 300 x 1200 mm, 2 x 28W c/w dimmable electronic ballast,
3-level dimmer switch and 2-hour emergency power pack.................................................................................................... | [19 empty] | 973.22 |  |  |  | 34.01 |  | 40.34 |  | 102.98 |  | 27209
27210 | 300 x 1500 mm, 1 x 35W similar to SFA 114........................................................................................................................ | [18 empty] | 698.31 |  |  |  | 37.81 |  | 44.38 |  | 109.60 |  | 27210
27211 | 300 x 1500 mm, 1 x 35W c/w white powder coated sheet steel with perforated white panel ............................................. | [18 empty] | 1,150.20 |  |  |  | 37.81 |  | 44.38 |  | 109.60 |  | 27211
27212 | 300 x 1500 mm, 1 x 35W c/w white powder coated sheet steel with perforated white panel
and 2-hour emergency power pack......................................................................................................................................... | [19 empty] | 1,767.16 |  |  |  | 37.81 |  | 44.38 |  | 109.60 |  | 27212
27/25
27 | ELECTRICAL INSTALLATION - LIGHTING SYSTEM AND FIXTURES | [18 empty] | 27
Item | Item
FLUORESCENT LIGHTING FITTINGS (CONT'D)
Take | [24 empty] | Take
Supply | [23 empty] | down | down |  |  | Fix
Recess mounted modular fluorescent light fitting c/w T5 fluorescent tube, | [16 empty] | and | [6 empty] | and | and set |  |  | only
electronic control gear/ electronic ballast (one electronic ballast for each | [16 empty] | fix | [6 empty] | clear | aside for
set of fluorescent tube), aluminium louvre/ reflector/ plastic diffuser (all | [16 empty] | away | [7 empty] | re-use
types), with/ without air slot : - (Cont'd)
A | [23 empty] | B | C |  |  | D
Each |  |  | $ | [20 empty] | $ | $ |  |  | $
27213 | 300 x 1500 mm, 1 x 49W similar to SFA 114........................................................................................................................ | [18 empty] | 703.37 |  |  |  | 37.81 |  | 44.38 |  | 109.60 |  | 27213
27214 | 300 x 1500 mm, 2 x 35W similar to SFA 114........................................................................................................................ | [18 empty] | 840.00 |  |  |  | 37.81 |  | 44.38 |  | 109.60 |  | 27214
27215 | 300 x 1500 mm, 2 x 49W similar to SFA 114........................................................................................................................ | [18 empty] | 850.26 |  |  |  | 37.81 |  | 44.38 |  | 109.60 |  | 27215
27216 | 600 x 600 mm, 2 x 14W similar to SFA 115.......................................................................................................................... | [18 empty] | 754.15 |  |  |  | 37.81 |  | 44.38 |  | 109.60 |  | 27216
27217 | 600 x 600 mm, 2 x 14W c/w nano reflectors......................................................................................................................... | [18 empty] | 794.27 |  |  |  | 37.81 |  | 44.38 |  | 109.60 |  | 27217
27218 | 600 x 600 mm, 2 x 14W c/w air slots with perforated white panel
and 2-hour emergency power pack......................................................................................................................................... | [19 empty] | 1,701.14 |  |  |  | 37.81 |  | 44.38 |  | 109.60 |  | 27218
27219 | 600 x 600 mm, 3 x 14W similar to SFA 115.......................................................................................................................... | [18 empty] | 815.91 |  |  |  | 37.81 |  | 44.38 |  | 109.60 |  | 27219
27220 | 600 x 600 mm, 4 x 14W similar to SFA 115.......................................................................................................................... | [18 empty] | 1,023.34 |  |  |  | 37.81 |  | 44.38 |  | 109.60 |  | 27220
27221 | 600 x 1200 mm, 2 x 28W c/w air slots with perforated white panel
and 2-hour emergency power pack......................................................................................................................................... | [19 empty] | 1,851.35 |  |  |  | 37.81 |  | 44.38 |  | 109.60 |  | 27221
27222 | 600 x 1500 mm, 2 x 35W c/w white powder coated sheet steel
with perforated white panel ................................................................................................................................................... | [19 empty] | 1,384.60 |  |  |  | 37.81 |  | 44.38 |  | 109.60 |  | 27222
27223 | 600 x 1500 mm, 2 x 35W c/w white powder coated sheet steel with perforated white panel
and 2-hour emergency power pack......................................................................................................................................... | [19 empty] | 2,001.56 |  |  |  | 37.81 |  | 44.38 |  | 109.60 |  | 27223
27224 | 300 x 600 mm, 1 x 14W c/w dimmable electronic ballast..................................................................................................... | [18 empty] | 850.23 |  |  |  | 40.98 |  | 48.49 |  | 120.16 |  | 27224
27225 | 300 x 600 mm, 2 x 14W c/w dimmable electronic ballast..................................................................................................... | [18 empty] | 993.17 |  |  |  | 40.98 |  | 48.49 |  | 120.16 |  | 27225
27226 | 300 x 1200 mm, 1 x 28W c/w dimmable electronic ballast................................................................................................... | [18 empty] | 906.71 |  |  |  | 40.98 |  | 48.49 |  | 120.16 |  | 27226
27227 | 300 x 1200 mm, 2 x 28W c/w dimmable electronic ballast................................................................................................... | [18 empty] | 1,031.34 |  |  |  | 40.98 |  | 48.49 |  | 120.16 |  | 27227
27228 | 600 x 1200 mm, 2 x 28W c/w dimmable electronic ballast................................................................................................... | [18 empty] | 1,086.72 |  |  |  | 40.98 |  | 48.49 |  | 120.16 |  | 27228
27229 | 600 x 1200 mm, 2 x 28W similar to SFA 114........................................................................................................................ | [18 empty] | 831.21 |  |  |  | 40.98 |  | 48.49 |  | 120.16 |  | 27229
27230 | 600 x 1200 mm, 2 x 28W c/w nano reflectors....................................................................................................................... | [18 empty] | 1,143.76 |  |  |  | 40.98 |  | 48.49 |  | 120.16 |  | 27230
27231 | 600 x 1200 mm, 2 x 28W c/w mirror aluminium back reflector, dimmable electronic ballast,
3-level dimmer switch and 2-hour emergency power pack.................................................................................................... | [19 empty] | 1,136.15 |  |  |  | 40.98 |  | 48.49 |  | 120.16 |  | 27231
27232 | 600 x 1200 mm, 3 x 28W similar to SFA 114........................................................................................................................ | [18 empty] | 1,035.51 |  |  |  | 44.39 |  | 52.68 |  | 124.95 |  | 27232
27233 | 600 x 1200 mm, 4 x 28W similar to SFA 114........................................................................................................................ | [18 empty] | 1,179.29 |  |  |  | 44.39 |  | 52.68 |  | 124.95 |  | 27233
27/26
27 | ELECTRICAL INSTALLATION - LIGHTING SYSTEM AND FIXTURES | [18 empty] | 27
Item | Item
FLUORESCENT LIGHTING FITTINGS (CONT'D)
Take | [24 empty] | Take
Supply | [23 empty] | down | down |  |  | Fix
Compact fluorescent down light fitting, recess mounted to false ceiling, integral | [16 empty] | and | [6 empty] | and | and set |  |  | only
electronic control gear/ ballast, white stove enameled steel/ die cast aluminium | [16 empty] | fix | [6 empty] | clear | aside for
body and anodized aluminium reflector with/ without metal trim:- | [16 empty] | away | [7 empty] | re-use
A | [23 empty] | B | C |  |  | D
Each |  |  | $ | [20 empty] | $ | $ |  |  | $
27234 | Down light with 7/ 9/ 11W PL lamp similar to SFA 224....................................................................................................... | [18 empty] | 236.84 |  |  |  | 17.57 |  | 21.50 |  | 61.01 |  | 27234
27235 | Down light with 7/ 9/ 11W PL lamp c/w glass diffuser similar to SFA 224......................................................................... | [18 empty] | 316.32 |  |  |  | 17.57 |  | 21.50 |  | 61.01 |  | 27235
27236 | Down light with 13/ 18/ 26W PL lamp similar to SFA 224.................................................................................................. | [18 empty] | 255.80 |  |  |  | 17.57 |  | 21.50 |  | 61.01 |  | 27236
27237 | Down light with 13/ 18/ 26W PL lamp c/w glass diffuser similar to SFA 224..................................................................... | [18 empty] | 332.14 |  |  |  | 17.57 |  | 21.50 |  | 61.01 |  | 27237
27238 | Down light with 2 x 13W/ 2 x 18W/ 2 x 26W PL lamp similar to SFA 224......................................................................... | [18 empty] | 338.32 |  |  |  | 17.57 |  | 21.50 |  | 61.01 |  | 27238
27239 | Down light with 2 x 13W/ 2 x 18W/ 2 x 26W PL lamp c/w glass diffuser similar to SFA 224........................................... | [18 empty] | 422.93 |  |  |  | 17.57 |  | 21.50 |  | 61.01 |  | 27239
27240 | Down light with 13/ 18/ 26W PL lamp, IP 65 c/w safety glass diffuser similar to SFA 224............................................... | [18 empty] | 2,146.02 |  |  |  | 17.57 |  | 21.50 |  | 61.01 |  | 27240
27241 | Down light with dimmable electronic ballast, 13/ 18/ 26W PL lamp similar to SFA 224................................................... | [18 empty] | 1,364.56 |  |  |  | 17.57 |  | 21.50 |  | 61.01 |  | 27241
27242 | Down light with dimmable electronic ballast, 2 x 13W/ 2 x 18W/ 2 x 26W PL lamp similar to SFA 224.......................... | [18 empty] | 1,526.75 |  |  |  | 17.57 |  | 21.50 |  | 61.01 |  | 27242
Recessed downlight : -
Each
27243 | Ceiling recessed downlight similar to SFA 224, die cast aluminium body and front ring, anodised
aluminium reflector, 150 mm diameter, IP65 c/w safety glass, control gear and 1 x 18W/ 26W
compact fluorescent lamp c/w emergency power pack with NiMH rechargeable battery for 2 hours
discharge.................................................................................................................................................................................. | [19 empty] | 1,305.29 |  |  |  | 20.17 |  | 24.22 |  | 73.19 |  | 27243
27/27
27 | ELECTRICAL INSTALLATION - LIGHTING SYSTEM AND FIXTURES | [18 empty] | 27
Item | Item
FLUORESCENT LIGHTING FITTINGS (CONT'D)
Take | [24 empty] | Take
Supply | [23 empty] | down | down |  |  | Fix
Surface mounted fluorescent light fitting c/w T5 circular fluorescent tube, | [16 empty] | and | [6 empty] | and | and set |  |  | only
electronic control gear/ electronic ballast and diffuser : - | [14 empty] | fix | [8 empty] | clear | aside for
away | [24 empty] | re-use
A | [23 empty] | B | C |  |  | D
Each |  |  | $ | [20 empty] | $ | $ |  |  | $
27244 | 1 x 22W................................................................................................................................................................................... | [18 empty] | 909.93 |  |  |  | 24.01 |  | 30.50 |  | 91.66 |  | 27244
27245 | 1 x 40W................................................................................................................................................................................... | [18 empty] | 1,161.05 |  |  |  | 24.01 |  | 30.50 |  | 91.66 |  | 27245
Surface mounted compact fluorescent light fitting, integral electronic
control gear/ ballast : -
Each
27246 | Twin compact fluorescent 9W c/w prismatic controller........................................................................................................ | [18 empty] | 509.16 |  |  |  | 22.25 |  | 27.45 |  | 75.07 |  | 27246
27247 | Twin compact fluorescent 11W c/w prismatic controller...................................................................................................... | [18 empty] | 548.93 |  |  |  | 22.25 |  | 27.45 |  | 75.07 |  | 27247
27248 | Circular/ diamond shape compact fluorescent lighting fitting opal/ clear prismatic
polycarbonate diffuser, die cast aluminium/ polycarbonate body c/w 16/ 21W 2D
lamp ........................................................................................................................................................................................ | [19 empty] | 456.17 |  |  |  | 22.38 |  | 27.55 |  | 75.22 |  | 27248
27249 | Circular/ diamond shape compact fluorescent lighting fitting opal/ clear prismatic
polycarbonate diffuser, die cast aluminium/ polycarbonate body c/w 28/ 38W 2D
lamp ........................................................................................................................................................................................ | [19 empty] | 551.17 |  |  |  | 22.38 |  | 27.55 |  | 75.22 |  | 27249
27250 | Circular/ diamond shape compact fluorescent lighting fitting vandal resistant prismatic
diffuser, die-cast aluminium base with IP65 protection body c/w 16/ 21W 2D
electronic ballast and lamp tube ............................................................................................................................................ | [19 empty] | 912.96 |  |  |  | 22.38 |  | 27.55 |  | 75.22 |  | 27250
27251 | Circular/ diamond shape compact fluorescent lighting fitting vandal resistant prismatic
diffuser, die-cast aluminium base with IP65 protection body c/w 28/ 38W 2D
electronic ballast and lamp tube ............................................................................................................................................ | [19 empty] | 996.97 |  |  |  | 22.38 |  | 27.55 |  | 75.22 |  | 27251
27252 | Circular/ diamond shape compact fluorescent lighting fitting vandal resistant prismatic
diffuser, die-cast aluminium base with IP65 protection body c/w 28/ 38W 2D
electronic ballast, lamp tube and 2-hour emergency power pack (NiMH) and
charger..................................................................................................................................................................................... | [19 empty] | 1,709.40 |  |  |  | 22.38 |  | 27.55 |  | 75.22 |  | 27252
27/28
27 | ELECTRICAL INSTALLATION - LIGHTING SYSTEM AND FIXTURES | [18 empty] | 27
Item | Item
FLUORESCENT LIGHTING FITTINGS (CONT'D) | [14 empty] | Take | [9 empty] | Take
Supply | [23 empty] | down | down |  |  | Fix
and | [23 empty] | and | and set |  |  | only
Self-contained and maintained type for 2-hour duration emergency fluorescent | [16 empty] | fix | [6 empty] | clear | aside for
lighting fitting c/w battery charger, inverter and : - | [12 empty] | away | [11 empty] | re-use
A | [23 empty] | B | C |  |  | D
Each |  |  | $ | [20 empty] | $ | $ |  |  | $
27253 | 600/ 900 mm, 1 x 14W/ 21W single fluorescent tube (electronic ballast)............................................................................ | [18 empty] | 433.08 |  |  |  | 22.03 |  | 27.12 |  | 75.61 |  | 27253
27254 | 600/ 900 mm, 2 x 14W/ 21W twin fluorescent tubes (electronic ballasts)........................................................................... | [18 empty] | 549.79 |  |  |  | 24.23 |  | 29.52 |  | 82.25 |  | 27254
27255 | 1200/ 1500 mm, 1 x 28W/ 35W single fluorescent tube (electronic ballast)........................................................................ | [18 empty] | 637.05 |  |  |  | 25.11 |  | 30.13 |  | 87.83 |  | 27255
27256 | 1200/ 1500 mm, 2 x 28W/ 35W twin fluorescent tubes (electronic ballasts)....................................................................... | [18 empty] | 740.83 |  |  |  | 26.41 |  | 31.28 |  | 94.91 |  | 27256
27257 | Bulk head fitting, 1 x 13/ 18/ 26W compact fluorescent tube............................................................................................... | [18 empty] | 566.75 |  |  |  | 23.62 |  | 28.77 |  | 79.79 |  | 27257
27258 | Ditto but 2 x 13/ 18/ 26W compact fluorescent tubes............................................................................................................ | [18 empty] | 650.82 |  |  |  | 23.62 |  | 28.77 |  | 79.79 |  | 27258
27259 | Bulk head fitting, 1 x 7/ 9/ 11W compact fluorescent tube................................................................................................... | [18 empty] | 506.22 |  |  |  | 23.62 |  | 28.77 |  | 79.79 |  | 27259
27260 | Ditto but 2 x 7/ 9/ 11W compact fluorescent tubes................................................................................................................ | [18 empty] | 568.36 |  |  |  | 23.62 |  | 28.77 |  | 79.79 |  | 27260
Weather proof, IP65 self-contained and maintained type for 2-hour duration
emergency fluorescent lighting fitting with polycarbonate/ slab cover, battery
charger, inverter and : -
Each
27261 | 600/ 900 mm, 1 x 14W/ 21W single fluorescent tube (electronic ballast)............................................................................ | [18 empty] | 578.14 |  |  |  | 21.92 |  | 26.90 |  | 75.01 |  | 27261
27262 | 600/ 900 mm, 2 x 14W/ 21W twin fluorescent lamp tubes (electronic ballasts).................................................................. | [18 empty] | 762.21 |  |  |  | 23.13 |  | 29.27 |  | 81.61 |  | 27262
27263 | 1200/ 1500 mm, 1 x 28W/ 35W single fluorescent tube (electronic ballast)........................................................................ | [18 empty] | 737.95 |  |  |  | 25.67 |  | 30.94 |  | 93.84 |  | 27263
27264 | 1200/ 1500 mm, 2 x 28W/ 35W twin fluorescent lamp tubes (electronic ballasts).............................................................. | [18 empty] | 932.71 |  |  |  | 26.27 |  | 31.05 |  | 94.15 |  | 27264
27265 | Bulk head fitting, 1 x 13/ 18/ 26W compact fluorescent tube............................................................................................... | [18 empty] | 745.10 |  |  |  | 23.48 |  | 28.54 |  | 79.16 |  | 27265
27266 | Ditto but 2 x 13/ 18/ 26W compact fluorescent tubes............................................................................................................ | [18 empty] | 876.50 |  |  |  | 23.48 |  | 28.54 |  | 79.16 |  | 27266
27267 | Bulk head fitting, 1 x 7/ 9/ 11W compact fluorescent tube................................................................................................... | [18 empty] | 704.60 |  |  |  | 23.48 |  | 28.54 |  | 79.16 |  | 27267
27268 | Ditto but 2 x 7/ 9/ 11W compact fluorescent tubes................................................................................................................ | [18 empty] | 768.65 |  |  |  | 23.48 |  | 28.54 |  | 79.16 |  | 27268
27/29
27 | ELECTRICAL INSTALLATION - LIGHTING SYSTEM AND FIXTURES | [18 empty] | 27
Item | Item
FLUORESCENT LIGHTING FITTINGS (CONT'D)
Take | [24 empty] | Take
Supply | [23 empty] | down | down |  |  | Fix
Corrosion resistant fluorescent light fitting c/w polycarbonate diffuser, IP65, | [16 empty] | and | [6 empty] | and | and set |  |  | only
T5 fluorescent tube and electronic ballast (one electronic ballast for each | [16 empty] | fix | [6 empty] | clear | aside for
set of fluorescent tube) : - | [9 empty] | away | [14 empty] | re-use
A | [23 empty] | B | C |  |  | D
Each |  |  | $ | [20 empty] | $ | $ |  |  | $
27269 | 600 mm, 1 x 14W similar to SFA 116.................................................................................................................................... | [18 empty] | 574.64 |  |  |  | 29.47 |  | 35.54 |  | 107.12 |  | 27269
27270 | 600 mm, 2 x 14W similar to SFA 117.................................................................................................................................... | [18 empty] | 723.19 |  |  |  | 30.98 |  | 37.22 |  | 121.99 |  | 27270
27271 | 1200 mm, 1 x 28W similar to SFA 116.................................................................................................................................. | [18 empty] | 661.71 |  |  |  | 34.33 |  | 40.16 |  | 115.78 |  | 27271
27272 | 1200 mm, 2 x 28W similar to SFA 117.................................................................................................................................. | [18 empty] | 853.44 |  |  |  | 35.99 |  | 42.36 |  | 135.53 |  | 27272
27273 | 1500 mm, 1 x 35W similar to SFA 116.................................................................................................................................. | [18 empty] | 1,010.03 |  |  |  | 36.77 |  | 43.92 |  | 121.08 |  | 27273
27274 | 1500 mm, 2 x 35W similar to SFA 117.................................................................................................................................. | [18 empty] | 1,185.30 |  |  |  | 39.44 |  | 46.99 |  | 141.59 |  | 27274
27275 | 1500 mm, 1 x 49W similar to SFA 116.................................................................................................................................. | [18 empty] | 1,067.59 |  |  |  | 37.90 |  | 44.83 |  | 121.08 |  | 27275
27276 | 1500 mm, 2 x 49W similar to SFA 117.................................................................................................................................. | [18 empty] | 1,229.01 |  |  |  | 40.57 |  | 47.89 |  | 141.59 |  | 27276
Corrosion resistant IP65 fluorescent lighting fitting c/w T8 electronic ballast and
self-contained battery (NiCd)/ (NiMH) for 2 hours discharge (emergency of the normal
length) : -
Each
27277 | 600 mm, 1 x 18/ 20W, single tube.......................................................................................................................................... | [18 empty] | - |  |  |  | 21.94 |  | 27.08 |  | 73.79 |  | 27277
27278 | 600 mm, 2 x 18/ 20W, twin tube............................................................................................................................................ | [18 empty] | - |  |  |  | 24.69 |  | 30.57 |  | 86.15 |  | 27278
27279 | 1200 mm, 1 x 36/ 40W, single tube........................................................................................................................................ | [18 empty] | - |  |  |  | 23.57 |  | 28.72 |  | 79.64 |  | 27279
27280 | 1200 mm, 2 x 36/ 40W, twin tube.......................................................................................................................................... | [18 empty] | - |  |  |  | 25.56 |  | 31.31 |  | 92.19 |  | 27280
27281 | 1500 mm, 1 x 58/ 60W, single tube........................................................................................................................................ | [18 empty] | - |  |  |  | 24.69 |  | 30.57 |  | 86.15 |  | 27281
27282 | 1500 mm, 2 x 58/ 60W, twin tube.......................................................................................................................................... | [18 empty] | - |  |  |  | 28.57 |  | 34.89 |  | 98.99 |  | 27282
27/30
27 | ELECTRICAL INSTALLATION - LIGHTING SYSTEM AND FIXTURES | [18 empty] | 27
Item | Item
FLUORESCENT LIGHTING FITTINGS (CONT'D)
Take | [24 empty] | Take
Supply | [23 empty] | down | down |  |  | Fix
Corrosion resistant IP65 fluorescent lighting fitting c/w T5 electronic ballast and | [16 empty] | and | [6 empty] | and | and set |  |  | only
self-contained battery (NiCd) for 2 hours discharge (emergency of the normal | [16 empty] | fix | [6 empty] | clear | aside for
length) : - |  |  |  | away | [20 empty] | re-use
A | [23 empty] | B | C |  |  | D
Each |  |  | $ | [20 empty] | $ | $ |  |  | $
27283 | 600 mm, 1 x 14W, single tube................................................................................................................................................ | [18 empty] | - |  |  |  | 21.94 |  | 27.08 |  | 73.79 |  | 27283
27284 | 600 mm, 2 x 14W, twin tube.................................................................................................................................................. | [18 empty] | - |  |  |  | 24.69 |  | 30.57 |  | 86.15 |  | 27284
27285 | 1200 mm, 1 x 28W, single tube.............................................................................................................................................. | [18 empty] | - |  |  |  | 23.57 |  | 28.72 |  | 79.64 |  | 27285
27286 | 1200 mm, 2 x 28W, twin tube................................................................................................................................................ | [18 empty] | - |  |  |  | 25.56 |  | 31.31 |  | 92.19 |  | 27286
27287 | 1500 mm, 1 x 35W, single tube.............................................................................................................................................. | [18 empty] | - |  |  |  | 24.53 |  | 30.31 |  | 84.08 |  | 27287
27288 | 1500 mm, 2 x 35W, twin tube................................................................................................................................................ | [18 empty] | - |  |  |  | 28.56 |  | 34.89 |  | 98.99 |  | 27288
27289 | 1500 mm, 1 x 49W, single tube.............................................................................................................................................. | [18 empty] | - |  |  |  | 24.69 |  | 30.57 |  | 86.15 |  | 27289
27290 | 1500 mm, 2 x 49W, twin tube................................................................................................................................................ | [18 empty] | - |  |  |  | 28.74 |  | 35.19 |  | 101.43 |  | 27290
Corrosion resistant IP65 fluorescent lighting fitting c/w T5 electronic ballast and
self-contained battery (NiMH) for 2 hours discharge (emergency of the normal
length) : -
Each
27291 | 600 mm, 1 x 14W, single tube................................................................................................................................................ | [18 empty] | 836.98 |  |  |  | 21.94 |  | 27.08 |  | 73.79 |  | 27291
27292 | 600 mm, 2 x 14W, twin tube.................................................................................................................................................. | [18 empty] | 1,007.18 |  |  |  | 24.69 |  | 30.57 |  | 86.15 |  | 27292
27293 | 1200 mm, 1 x 28W, single tube.............................................................................................................................................. | [18 empty] | 898.67 |  |  |  | 23.57 |  | 28.72 |  | 79.64 |  | 27293
27294 | 1200 mm, 2 x 28W, twin tube................................................................................................................................................ | [18 empty] | 1,087.96 |  |  |  | 25.56 |  | 31.31 |  | 92.19 |  | 27294
27295 | 1500 mm, 1 x 35W, single tube.............................................................................................................................................. | [18 empty] | 1,467.31 |  |  |  | 24.53 |  | 30.31 |  | 84.08 |  | 27295
27296 | 1500 mm, 2 x 35W, twin tube................................................................................................................................................ | [18 empty] | 1,739.56 |  |  |  | 28.56 |  | 34.89 |  | 98.99 |  | 27296
27297 | 1500 mm, 1 x 49W, single tube.............................................................................................................................................. | [18 empty] | 1,472.42 |  |  |  | 24.69 |  | 30.57 |  | 86.15 |  | 27297
27298 | 1500 mm, 2 x 49W, twin tube................................................................................................................................................ | [18 empty] | 1,753.02 |  |  |  | 28.74 |  | 35.19 |  | 101.43 |  | 27298
27/31
27 | ELECTRICAL INSTALLATION - LIGHTING SYSTEM AND FIXTURES | [18 empty] | 27
Item | Item
FLUORESCENT LIGHTING FITTINGS (CONT'D)
Take | [24 empty] | Take
Supply | [23 empty] | down | down |  |  | Fix
Corrosion resistant IP65 fluorescent lighting fitting c/w T5 electronic dimmable | [16 empty] | and | [6 empty] | and | and set |  |  | only
ballast and self-contained battery (NiMH) for 2 hours discharge (emergency of | [16 empty] | fix | [6 empty] | clear | aside for
the normal length) : - | [5 empty] | away | [18 empty] | re-use
A | [23 empty] | B | C |  |  | D
Each |  |  | $ | [20 empty] | $ | $ |  |  | $
27299 | 1200 mm, 1 x 28W, single tube.............................................................................................................................................. | [18 empty] | 1,030.98 |  |  |  | 23.57 |  | 28.72 |  | 79.64 |  | 27299
27300 | 1200 mm, 2 x 28W, twin tube................................................................................................................................................ | [18 empty] | 1,351.01 |  |  |  | 25.56 |  | 31.31 |  | 92.19 |  | 27300
27301 | 1500 mm, 1 x 35W, single tube.............................................................................................................................................. | [18 empty] | 1,600.93 |  |  |  | 24.53 |  | 30.31 |  | 84.08 |  | 27301
27302 | 1500 mm, 2 x 35W, twin tube................................................................................................................................................ | [18 empty] | 2,005.02 |  |  |  | 28.56 |  | 34.89 |  | 98.99 |  | 27302
27303 | 1200 mm, 1 x 28W, single tube c/w light sensor................................................................................................................... | [18 empty] | 1,050.03 |  |  |  | 23.57 |  | 28.72 |  | 79.64 |  | 27303
27304 | 1500 mm, 1 x 35W, single tube c/w light sensor................................................................................................................... | [18 empty] | 1,619.98 |  |  |  | 24.53 |  | 30.31 |  | 84.08 |  | 27304
Corrosion resistant IP65 fluorescent lighting fitting c/w T8 electronic ballast : -
Each
27305 | 600 mm, 1 x 18/ 20W, single tube.......................................................................................................................................... | [18 empty] | - |  |  |  | 21.94 |  | 27.08 |  | 73.79 |  | 27305
27306 | 600 mm, 2 x 18/ 20W, twin tube............................................................................................................................................ | [18 empty] | - |  |  |  | 24.69 |  | 30.57 |  | 86.15 |  | 27306
27307 | 1200 mm, 1 x 36/ 40W, single tube........................................................................................................................................ | [18 empty] | - |  |  |  | 23.57 |  | 28.72 |  | 79.64 |  | 27307
27308 | 1200 mm, 2 x 36/ 40W, twin tube.......................................................................................................................................... | [18 empty] | - |  |  |  | 25.56 |  | 31.31 |  | 92.19 |  | 27308
27309 | 1500 mm, 1 x 58/ 60W, single tube........................................................................................................................................ | [18 empty] | - |  |  |  | 24.69 |  | 30.57 |  | 86.15 |  | 27309
27310 | 1500 mm, 2 x 58/ 60W, twin tube.......................................................................................................................................... | [18 empty] | - |  |  |  | 28.56 |  | 34.89 |  | 98.99 |  | 27310
Corrosion resistant IP65 fluorescent lighting fitting c/w T5 electronic dimmable
ballast : -
Each
27311 | 1200 mm, 1 x 28W, single tube.............................................................................................................................................. | [18 empty] | 775.47 |  |  |  | 23.53 |  | 28.68 |  | 79.49 |  | 27311
27312 | 1200 mm, 2 x 28W, twin tube................................................................................................................................................ | [18 empty] | 1,095.50 |  |  |  | 25.49 |  | 31.24 |  | 92.01 |  | 27312
27313 | 1500 mm, 1 x 35W, single tube.............................................................................................................................................. | [18 empty] | 1,340.73 |  |  |  | 24.50 |  | 30.24 |  | 83.89 |  | 27313
27314 | 1500 mm, 2 x 35W, twin tube................................................................................................................................................ | [18 empty] | 1,744.83 |  |  |  | 28.50 |  | 34.83 |  | 98.79 |  | 27314
27315 | 1200 mm, 1 x 28W, single tube c/w light sensor................................................................................................................... | [18 empty] | 794.52 |  |  |  | 23.53 |  | 28.68 |  | 79.49 |  | 27315
27316 | 1500 mm, 1 x 35W, single tube c/w light sensor................................................................................................................... | [18 empty] | 1,359.78 |  |  |  | 24.50 |  | 30.24 |  | 83.89 |  | 27316
27/32
27 | ELECTRICAL INSTALLATION - LIGHTING SYSTEM AND FIXTURES | [18 empty] | 27
Item | Item
FLUORESCENT LIGHTING FITTINGS (CONT'D)
Take | [24 empty] | Take
Supply | [23 empty] | down | down |  |  | Fix
Surface mounted modular fluorescent light fitting c/w T5 fluorescent tube, | [16 empty] | and | [6 empty] | and | and set |  |  | only
dimmable electronic control gear/ electronic ballast (one electronic ballast | [16 empty] | fix | [6 empty] | clear | aside for
for each set of fluorescent tube), aluminium louvre/ reflector/ plastic | [16 empty] | away | [7 empty] | re-use
diffuser (all types) : -
A | [23 empty] | B | C |  |  | D
Each |  |  | $ | [20 empty] | $ | $ |  |  | $
27317 | 300 x 600 mm, 1 x 14W similar to SFA 110.......................................................................................................................... | [18 empty] | 601.30 |  |  |  | 25.31 |  | 30.97 |  | 92.01 |  | 27317
27318 | 300 x 600 mm, 2 x 14W similar to SFA 110.......................................................................................................................... | [18 empty] | 905.27 |  |  |  | 30.55 |  | 36.17 |  | 97.01 |  | 27318
27319 | 300 x 1200 mm, 1 x 28W similar to SFA 110........................................................................................................................ | [18 empty] | 688.62 |  |  |  | 30.55 |  | 36.17 |  | 97.01 |  | 27319
27320 | 300 x 1200 mm, 2 x 28W similar to SFA 110........................................................................................................................ | [18 empty] | 978.00 |  |  |  | 34.22 |  | 40.50 |  | 103.40 |  | 27320
27321 | 300 x 1500 mm, 1 x 35W similar to SFA 110........................................................................................................................ | [18 empty] | 804.31 |  |  |  | 32.44 |  | 39.24 |  | 102.91 |  | 27321
27322 | 300 x 1500 mm, 2 x 35W similar to SFA 110........................................................................................................................ | [18 empty] | 1,123.94 |  |  |  | 38.04 |  | 44.56 |  | 110.04 |  | 27322
27323 | 300 x 1500 mm, 1 x 49W similar to SFA 110........................................................................................................................ | [18 empty] | 820.26 |  |  |  | 32.44 |  | 39.24 |  | 102.91 |  | 27323
27324 | 300 x 1500 mm, 2 x 49W similar to SFA 110........................................................................................................................ | [18 empty] | 1,155.75 |  |  |  | 38.04 |  | 44.56 |  | 110.04 |  | 27324
Flameproof IP66 fluorescent fitting c/w T5 electronic ballast for use in Zone 1
hazardous area and for gas groups IIA & IIB conform to FSD requirements : -
Each
27325 | 600 mm, 1 x 14W, single tube batten..................................................................................................................................... | [18 empty] | 5,331.35 |  |  |  | 56.93 |  | 71.38 |  | 213.38 |  | 27325
27326 | 600 mm, 2 x 14W, twin tube batten....................................................................................................................................... | [18 empty] | 5,708.19 |  |  |  | 62.27 |  | 76.98 |  | 226.50 |  | 27326
27327 | 1200 mm, 1 x 28W, single tube batten................................................................................................................................... | [18 empty] | 5,658.72 |  |  |  | 56.93 |  | 71.38 |  | 213.38 |  | 27327
27328 | 1200 mm, 2 x 28W, twin tube batten..................................................................................................................................... | [18 empty] | 5,994.54 |  |  |  | 62.27 |  | 76.98 |  | 226.50 |  | 27328
27329 | 1500 mm, 1 x 35W, single tube batten................................................................................................................................... | [18 empty] | 6,593.71 |  |  |  | 56.93 |  | 71.38 |  | 213.38 |  | 27329
27330 | 1500 mm, 2 x 35W, twin tube batten..................................................................................................................................... | [18 empty] | 6,986.11 |  |  |  | 62.27 |  | 76.98 |  | 226.50 |  | 27330
27331 | 1500 mm, 1 x 49W, single tube batten................................................................................................................................... | [18 empty] | 7,536.76 |  |  |  | 56.93 |  | 71.38 |  | 213.38 |  | 27331
27332 | 1500 mm, 2 x 49W, twin tube batten..................................................................................................................................... | [18 empty] | 7,937.62 |  |  |  | 62.27 |  | 76.98 |  | 226.50 |  | 27332
X-ray view boxes : -
Each
27333 | X-ray view box, twin type, 1 mm thick aluminium x-ray viewing boxes; fluorescent
tubes with color temperature 6500K to suit viewing box; 3 mm thick transparent
perspex; including all necessary electrical connection to adjacent power source ................................................................ | [19 empty] | 3,183.77 |  |  |  | 23.43 |  | 28.59 |  | 79.31 |  | 27333
27334 | Ditto but stainless steel x-ray viewing box............................................................................................................................. | [18 empty] | 3,653.07 |  |  |  | 23.43 |  | 28.59 |  | 79.31 |  | 27334
27/33
27 | ELECTRICAL INSTALLATION - LIGHTING SYSTEM AND FIXTURES | [18 empty] | 27
Item | Item
FLUORESCENT LIGHTING FITTINGS (CONT'D)
Take | [24 empty] | Take
Supply | [23 empty] | down | down |  |  | Fix
Emergency power pack (with inverter, battery charger, indication lights, test button | [17 empty] | and | [5 empty] | and | and set |  |  | only
and nickel-metal hydride rechargeable battery for 2 hours discharge) for fluorescent | [17 empty] | fix | [5 empty] | clear | aside for
light/ compact fluorescent light/ LED light fitting : - | [12 empty] | away | [11 empty] | re-use
A | [23 empty] | B | C |  |  | D
Each |  |  | $ | [20 empty] | $ | $ |  |  | $
27335 | Not exceeding 18W................................................................................................................................................................. | [18 empty] | 351.97 |  |  |  | 7.90 |  | 9.56 |  | 24.52 |  | 27335
27336 | 18W - 28W power pack.......................................................................................................................................................... | [18 empty] | 465.23 |  |  |  | 7.90 |  | 9.56 |  | 24.52 |  | 27336
27337 | 28W - 35W power pack.......................................................................................................................................................... | [18 empty] | 535.74 |  |  |  | 7.90 |  | 9.56 |  | 24.52 |  | 27337
27338 | 35W - 58W power pack.......................................................................................................................................................... | [18 empty] | 767.41 |  |  |  | 7.90 |  | 9.56 |  | 24.52 |  | 27338
Reflector for surface mounted fluorescent light fittings (batten type) : -
Each
27339 | Metal angle reflector, 1200 mm for SFA 56 .......................................................................................................................... | [18 empty] | 82.68 |  |  |  | 9.06 |  | 10.24 |  | 26.35 |  | 27339
27340 | Metal angle reflector, 1500 mm for SFA 56........................................................................................................................... | [18 empty] | 91.13 |  |  |  | 9.06 |  | 10.24 |  | 26.35 |  | 27340
27341 | Metal trough reflector, 600 mm for single tube batten similar to SFA 58............................................................................. | [18 empty] | 87.84 |  |  |  | 9.12 |  | 10.31 |  | 26.51 |  | 27341
27342 | Metal trough reflector, 1200 mm for single tube batten similar to SFA 58........................................................................... | [18 empty] | 93.66 |  |  |  | 9.12 |  | 10.31 |  | 26.51 |  | 27342
27343 | Metal trough reflector, 1200 mm for twin tube batten similar to SFA 72............................................................................. | [18 empty] | 114.23 |  |  |  | 9.12 |  | 10.31 |  | 26.51 |  | 27343
27344 | Metal trough reflector, 1500 mm for single tube batten similar to SFA 58........................................................................... | [18 empty] | 102.86 |  |  |  | 9.12 |  | 10.31 |  | 26.51 |  | 27344
27345 | Metal trough reflector, 1500 mm for twin tube batten similar to SFA 72............................................................................. | [18 empty] | 127.87 |  |  |  | 9.12 |  | 10.31 |  | 26.51 |  | 27345
27/34
27 | ELECTRICAL INSTALLATION - LIGHTING SYSTEM AND FIXTURES | [18 empty] | 27
Item | Item
FLUORESCENT LIGHTING FITTINGS (CONT'D) | [14 empty] | Take | [9 empty] | Take
Supply | [23 empty] | down | down |  |  | Fix
and | [23 empty] | and | and set |  |  | only
Plastic diffuser for surface mounted fluorescent light fittings (batten type) : - | [16 empty] | fix | [6 empty] | clear | aside for
away | [24 empty] | re-use
A | [23 empty] | B | C |  |  | D
Each |  |  | $ | [20 empty] | $ | $ |  |  | $
27346 | 600 mm for single tube batten similar to SFA 51.................................................................................................................. | [18 empty] | 69.72 |  |  |  | 5.90 |  | 6.38 |  | 15.85 |  | 27346
27347 | 1200 mm for single tube batten similar to SFA 51................................................................................................................ | [18 empty] | 78.94 |  |  |  | 5.90 |  | 6.38 |  | 15.85 |  | 27347
27348 | 1200 mm for twin tube batten similar to SFA 74................................................................................................................... | [18 empty] | 128.08 |  |  |  | 5.90 |  | 6.38 |  | 15.85 |  | 27348
27349 | 1500 mm for single tube batten similar to SFA 51................................................................................................................ | [18 empty] | 88.73 |  |  |  | 5.90 |  | 6.38 |  | 15.85 |  | 27349
27350 | 1500 mm for twin tube batten similar to SFA 74................................................................................................................... | [18 empty] | 144.51 |  |  |  | 5.90 |  | 6.38 |  | 15.85 |  | 27350
Plastic panel diffuser
Per square metre
27351 | for surface/ recess mounted modular fluorescent light fitting size........................................................................................ | [18 empty] | 229.98 |  |  |  | 20.64 |  | 22.31 |  | 55.51 |  | 27351
Starter for fluorescent lighting fittings : -
Each
27352 | 18/ 30/ 36/ 58/ 85 W............................................................................................................................................................... | [18 empty] | - |  |  |  | 2.12 |  | 2.35 |  | 6.28 |  | 27352
Condenser for fluorescent lighting fittings : -
Each
27353 | 18/ 30/ 36/ 58/ 85W................................................................................................................................................................ | [18 empty] | - |  |  |  | 9.65 |  | 11.90 |  | 35.09 |  | 27353
27/35
27 | ELECTRICAL INSTALLATION - LIGHTING SYSTEM AND FIXTURES | [18 empty] | 27
Item | Item
FLUORESCENT LIGHTING FITTINGS (CONT'D) | [14 empty] | Take | [9 empty] | Take
Supply | [23 empty] | down | down |  |  | Fix
and | [23 empty] | and | and set |  |  | only
Quick start unit for fluorescent lighting fittings : - | [12 empty] | fix | [10 empty] | clear | aside for
away | [24 empty] | re-use
A | [23 empty] | B | C |  |  | D
Each |  |  | $ | [20 empty] | $ | $ |  |  | $
27354 | 30/ 36/ 58/ 85W...................................................................................................................................................................... | [18 empty] | - |  |  |  | 9.59 |  | 11.83 |  | 34.89 |  | 27354
Ballast for fluorescent lighting fittings : -
Each
27355 | 18/ 30/ 36/ 58/ 85W single..................................................................................................................................................... | [18 empty] | - |  |  |  | 7.90 |  | 9.56 |  | 23.12 |  | 27355
Socket for starter unit of fluorescent lighting fittings : -
Each
27356 | Starter unit 2/ 4 pin ................................................................................................................................................................ | [18 empty] | - |  |  |  | 5.87 |  | 6.33 |  | 15.77 |  | 27356
Electronic ballast for T5 fluorescent light fitting and compact fluorescent
light fitting : -
Each
27357 | Not exceeding 14W................................................................................................................................................................. | [18 empty] | 170.68 |  |  |  | 7.90 |  | 9.56 |  | 23.12 |  | 27357
27358 | 14W - 21W.............................................................................................................................................................................. | [18 empty] | 172.63 |  |  |  | 7.90 |  | 9.56 |  | 23.12 |  | 27358
27359 | 21W - 28W.............................................................................................................................................................................. | [18 empty] | 174.73 |  |  |  | 7.90 |  | 9.56 |  | 23.12 |  | 27359
27360 | 35W......................................................................................................................................................................................... | [18 empty] | 176.85 |  |  |  | 7.90 |  | 9.56 |  | 23.12 |  | 27360
27361 | 49W......................................................................................................................................................................................... | [18 empty] | 183.00 |  |  |  | 7.90 |  | 9.56 |  | 23.12 |  | 27361
27362 | 54W......................................................................................................................................................................................... | [18 empty] | 184.94 |  |  |  | 7.90 |  | 9.56 |  | 23.12 |  | 27362
27363 | 80W......................................................................................................................................................................................... | [18 empty] | 187.05 |  |  |  | 7.90 |  | 9.56 |  | 23.12 |  | 27363
27/36
27 | ELECTRICAL INSTALLATION - LIGHTING SYSTEM AND FIXTURES | [18 empty] | 27
Item | Item
FLUORESCENT LIGHTING FITTINGS (CONT'D) | [14 empty] | Take | [9 empty] | Take
Supply | [23 empty] | down | down |  |  | Fix
and | [23 empty] | and | and set |  |  | only
Dimmable electronic ballast for T5 fluorescent light/ compact fluorescent light fitting : - | [17 empty] | fix | [5 empty] | clear | aside for
away | [24 empty] | re-use
A | [23 empty] | B | C |  |  | D
Each |  |  | $ | [20 empty] | $ | $ |  |  | $
27364 | Not exceeding 14W................................................................................................................................................................. | [18 empty] | 246.26 |  |  |  | 7.90 |  | 9.56 |  | 23.12 |  | 27364
27365 | 14W - 21W.............................................................................................................................................................................. | [18 empty] | 250.94 |  |  |  | 7.90 |  | 9.56 |  | 23.12 |  | 27365
27366 | 21W - 28W.............................................................................................................................................................................. | [18 empty] | 255.51 |  |  |  | 7.90 |  | 9.56 |  | 23.12 |  | 27366
27367 | 35W......................................................................................................................................................................................... | [18 empty] | 260.20 |  |  |  | 7.90 |  | 9.56 |  | 23.12 |  | 27367
27368 | 49W......................................................................................................................................................................................... | [18 empty] | 274.14 |  |  |  | 7.90 |  | 9.56 |  | 23.12 |  | 27368
27369 | 54W......................................................................................................................................................................................... | [18 empty] | 278.85 |  |  |  | 7.90 |  | 9.56 |  | 23.12 |  | 27369
27370 | 80W......................................................................................................................................................................................... | [18 empty] | 283.54 |  |  |  | 7.90 |  | 9.56 |  | 23.12 |  | 27370
Sundry fittings : -
Each
27371 | Brackets, tubular, comprise flange plate and nipple and 20 mm diameter tube bent to
required shape, all galvanized, n.e. 450 mm projection......................................................................................................... | [19 empty] | 41.51 |  |  |  | 7.06 |  | 8.83 |  | 22.53 |  | 27371
27372 | Ditto but 450 mm - 600 mm projection.................................................................................................................................. | [18 empty] | 43.89 |  |  |  | 7.06 |  | 8.83 |  | 22.53 |  | 27372
27373 | Brackets, corner fitting, comprise 20 mm diameter tube bent to required shape n.e.
450 mm projection ................................................................................................................................................................. | [19 empty] | 43.80 |  |  |  | 7.94 |  | 9.74 |  | 24.46 |  | 27373
27374 | Pendant, tubular, comprise male pendant plates, conduit, socket, adaptors and male
bush as required and 20 mm diameter tube n.e. 300 mm length, all galvanized .................................................................. | [19 empty] | 39.56 |  |  |  | 7.06 |  | 8.83 |  | 22.53 |  | 27374
27375 | Extra over modular fluorescent fitting for provision of ball-proof wire mesh,
300 x 600 mm......................................................................................................................................................................... | [19 empty] | 126.48 |  |  |  | 7.46 |  | 9.37 |  | 20.64 |  | 27375
27376 | Ditto but 600 x 600 mm.......................................................................................................................................................... | [18 empty] | 146.35 |  |  |  | 7.46 |  | 9.37 |  | 20.64 |  | 27376
27377 | Ditto but 300 x 1200 mm........................................................................................................................................................ | [18 empty] | 147.58 |  |  |  | 7.66 |  | 9.77 |  | 21.27 |  | 27377
27378 | Ditto but 600 x 1200 mm........................................................................................................................................................ | [18 empty] | 189.12 |  |  |  | 7.66 |  | 9.77 |  | 21.27 |  | 27378
27379 | Ditto but 300 x 1500 mm........................................................................................................................................................ | [18 empty] | 165.09 |  |  |  | 7.92 |  | 9.94 |  | 22.63 |  | 27379
27380 | Ditto but 600 x 1500 mm........................................................................................................................................................ | [18 empty] | 212.01 |  |  |  | 7.92 |  | 9.94 |  | 22.63 |  | 27380
27381 | T8 to T5 Bi-pin lampholder adaptor....................................................................................................................................... | [18 empty] | 29.45 |  |  |  | 1.78 |  | 2.12 |  | 5.44 |  | 27381
Per linear metre
27382 | Extra over items 27367 - 27370 for each additional length of 20 mm diameter tube all
galvanized for tubular pendant mounting .............................................................................................................................. | [19 empty] | 28.87 |  |  |  | 3.55 |  | 4.14 |  | 10.77 |  | 27382
27383 | Brass chain for lighting fitting, chromium plated, 20 mm oval link with brazed ends ........................................................ | [18 empty] | 21.11 |  |  |  | 2.13 |  | 2.51 |  | 6.24 |  | 27383
27384 | Chain, hot dip galvanized steel, bright, for lighting fitting c/w screw eyes, screw hocks
and 20 mm oval link with welded ends.................................................................................................................................. | [19 empty] | 22.48 |  |  |  | 2.13 |  | 2.51 |  | 6.24 |  | 27384
27/37
27 | ELECTRICAL INSTALLATION - LIGHTING SYSTEM AND FIXTURES | [18 empty] | 27
Item | Item
LIGHTING FITTINGS
Take | [24 empty] | Take
Supply | [23 empty] | down | down |  |  | Fix
LED down light fitting, recess mounted to false ceiling, integral electronic control | [17 empty] | and | [5 empty] | and | and set |  |  | only
gear/ driver, white stove enameled steel/ die cast aluminium body and anodized | [16 empty] | fix | [6 empty] | clear | aside for
aluminium reflector (all types) with/ without metal trim : - | [14 empty] | away | [9 empty] | re-use
A | [23 empty] | B | C |  |  | D
Each |  |  | $ | [20 empty] | $ | $ |  |  | $
27385 | Down light with up to 3W LED lamp, IP54........................................................................................................................... | [18 empty] | 670.64 |  |  |  | 17.73 |  | 21.74 |  | 61.70 |  | 27385
27386 | Down light with 3 - 7W LED lamp similar to SFA 224......................................................................................................... | [18 empty] | 985.61 |  |  |  | 19.42 |  | 23.28 |  | 66.06 |  | 27386
27387 | Down light with 7 - 12W LED lamp similar to SFA 224....................................................................................................... | [18 empty] | 1,223.91 |  |  |  | 19.42 |  | 23.28 |  | 66.06 |  | 27387
27388 | Down light with 12 - 16W LED lamp similar to SFA 224.................................................................................................... | [18 empty] | 1,496.41 |  |  |  | 19.42 |  | 23.28 |  | 66.06 |  | 27388
27389 | Down light with 3 - 7W LED lamp c/w glass diffuser similar to SFA 224........................................................................... | [18 empty] | 1,394.85 |  |  |  | 19.42 |  | 23.28 |  | 66.06 |  | 27389
27390 | Down light with 7 - 12W LED lamp c/w glass diffuser similar to SFA 224......................................................................... | [18 empty] | 1,635.17 |  |  |  | 19.42 |  | 23.28 |  | 66.06 |  | 27390
27391 | Down light with 12 - 16W LED lamp c/w glass diffuser similar to SFA 224....................................................................... | [18 empty] | 1,939.02 |  |  |  | 19.42 |  | 23.28 |  | 66.06 |  | 27391
27392 | Down light with 3 - 7W LED lamp c/w safety glass diffuser to IP54 similar to SFA 224.................................................... | [18 empty] | 2,593.75 |  |  |  | 19.42 |  | 23.28 |  | 66.06 |  | 27392
27393 | Down light with 7 - 12W LED lamp c/w safety glass diffuser to IP54 similar to SFA 224................................................. | [18 empty] | 2,822.95 |  |  |  | 19.42 |  | 23.28 |  | 66.06 |  | 27393
27394 | Down light with 12 - 16W LED lamp c/w safety glass diffuser to IP54 similar to SFA 224............................................... | [18 empty] | 3,103.61 |  |  |  | 19.42 |  | 23.28 |  | 66.06 |  | 27394
27395 | Down light with infra-red lamp, 175 mm diameter................................................................................................................ | [18 empty] | 410.24 |  |  |  | 17.73 |  | 21.74 |  | 61.70 |  | 27395
27396 | Down light with 8 - 10W LED lamp c/w glass cover............................................................................................................ | [18 empty] | 1,138.59 |  |  |  | 17.73 |  | 21.74 |  | 61.70 |  | 27396
27397 | Down light with 10 - 12W LED lamp, IP44 c/w glass cover................................................................................................. | [18 empty] | 1,233.91 |  |  |  | 17.73 |  | 21.74 |  | 61.70 |  | 27397
27398 | Down light with 8 - 10W LED lamp c/w dimmable driver.................................................................................................... | [18 empty] | 1,400.93 |  |  |  | 17.73 |  | 21.74 |  | 61.70 |  | 27398
27399 | Down light with 10W - 13W LED lamp c/w dimmable driver.............................................................................................. | [18 empty] | 1,496.25 |  |  |  | 17.73 |  | 21.74 |  | 61.70 |  | 27399
27400 | Down light with 22 - 24W LED lamp c/w dimmable driver.................................................................................................. | [18 empty] | 2,068.17 |  |  |  | 17.73 |  | 21.74 |  | 61.70 |  | 27400
27401 | Down light with 22 - 24W LED lamp c/w dimmable driver and 2-hour emergency power pack........................................ | [18 empty] | 2,533.40 |  |  |  | 17.73 |  | 21.74 |  | 61.70 |  | 27401
27402 | Down light with 10 - 12W LED lamp, IP65 c/w clear tempered glass lens.......................................................................... | [18 empty] | 1,895.73 |  |  |  | 17.73 |  | 21.74 |  | 61.70 |  | 27402
27403 | Down light with 10 - 12W LED lamp c/w clear tempered glass lens, IP65 and
2-hour NiMH emergency power pack.................................................................................................................................... | [19 empty] | 2,327.33 |  |  |  | 17.73 |  | 21.74 |  | 61.70 |  | 27403
27404 | Down light with 10 - 12W LED lamp c/w matt diffuser ....................................................................................................... | [18 empty] | 1,635.17 |  |  |  | 17.73 |  | 21.74 |  | 61.70 |  | 27404
27405 | Down light with 18 - 20W LED lamp c/w satin glass diffuser.............................................................................................. | [18 empty] | 2,019.65 |  |  |  | 17.73 |  | 21.74 |  | 61.70 |  | 27405
Self-contained and maintained type for 2-hour duration down light fittings c/w
battery charger, inverter, transformer and : -
Each
27406 | 3 - 7W LED lamp similar to SFA 224.................................................................................................................................... | [18 empty] | 1,337.58 |  |  |  | 23.79 |  | 29.05 |  | 80.55 |  | 27406
27407 | 7 - 12W LED lamp similar to SFA 224.................................................................................................................................. | [18 empty] | 1,575.88 |  |  |  | 23.79 |  | 29.05 |  | 80.55 |  | 27407
27408 | 12 - 16W LED lamp similar to SFA 224................................................................................................................................ | [18 empty] | 1,848.38 |  |  |  | 23.79 |  | 29.05 |  | 80.55 |  | 27408
27/38
27 | ELECTRICAL INSTALLATION - LIGHTING SYSTEM AND FIXTURES | [18 empty] | 27
Item | Item
LIGHTING FITTINGS (CONT'D)
Take | [24 empty] | Take
Supply | [23 empty] | down | down |  |  | Fix
Surface mounted modular LED lighting fitting c/w LED driver, | [14 empty] | and | [8 empty] | and | and set |  |  | only
LED T5/ T8 tube, (one driver for each set of LED T5/ T8 tube), | [14 empty] | fix | [8 empty] | clear | aside for
aluminium louvres/ reflectors and polycarbonate diffusers : - | [14 empty] | away | [9 empty] | re-use
A | [23 empty] | B | C |  |  | D
Each |  |  | $ | [20 empty] | $ | $ |  |  | $
27409 | 200/ 300 mm x 600 mm long, single tube, IP65, min. lumen output 800 lm each tube....................................................... | [18 empty] | 841.06 |  |  |  | 27.97 |  | 34.43 |  | 106.03 |  | 27409
27410 | 200/ 300 mm x 600 mm long, twin tube, IP65, min. lumen output 800 lm each tube.......................................................... | [18 empty] | 1,166.50 |  |  |  | 31.08 |  | 38.40 |  | 119.52 |  | 27410
27411 | 600 mm x 600 mm long, twin tube, IP65, min. lumen output 800 lm each tube.................................................................. | [18 empty] | 1,306.48 |  |  |  | 31.08 |  | 38.40 |  | 119.52 |  | 27411
27412 | 200/ 300 mm x 600 mm long, single tube, min. lumen output 800 lm each tube................................................................. | [18 empty] | 665.93 |  |  |  | 26.56 |  | 32.70 |  | 100.19 |  | 27412
27413 | 200/ 300 mm x 600 mm long, twin tube, min. lumen output 800 lm each tube................................................................... | [18 empty] | 921.30 |  |  |  | 29.52 |  | 36.47 |  | 112.99 |  | 27413
27414 | 600 mm x 600 mm long, twin tube, min. lumen output 800 lm each tube............................................................................ | [18 empty] | 1,031.85 |  |  |  | 29.52 |  | 36.47 |  | 112.99 |  | 27414
27415 | 200/ 300 mm x 900 mm long, single tube, IP65, min. lumen output 1200 lm each tube..................................................... | [18 empty] | 923.03 |  |  |  | 30.11 |  | 37.05 |  | 113.46 |  | 27415
27416 | 200/ 300 mm x 900 mm long, twin tube, IP65, min. lumen output 1200 lm each tube........................................................ | [18 empty] | 1,258.27 |  |  |  | 33.29 |  | 40.53 |  | 128.16 |  | 27416
27417 | 600 mm x 900 mm long, twin tube, IP65, min. lumen output 1200 lm each tube................................................................ | [18 empty] | 1,409.27 |  |  |  | 33.29 |  | 40.53 |  | 128.16 |  | 27417
27418 | 200/ 300 mm x 900 mm long, single tube, min. lumen output 1200 lm each tube............................................................... | [18 empty] | 739.13 |  |  |  | 28.62 |  | 35.22 |  | 107.33 |  | 27418
27419 | 200/ 300 mm x 900 mm long, twin tube, min. lumen output 1200 lm each tube................................................................. | [18 empty] | 1,001.85 |  |  |  | 31.65 |  | 38.57 |  | 121.28 |  | 27419
27420 | 600 mm x 900 mm long, twin tube, min. lumen output 1200 lm each tube.......................................................................... | [18 empty] | 1,122.07 |  |  |  | 31.65 |  | 38.57 |  | 121.28 |  | 27420
27421 | 200/ 300 mm x 1200 mm long, single tube, IP65, min. lumen output 1600 lm each tube................................................... | [18 empty] | 961.57 |  |  |  | 31.02 |  | 38.14 |  | 116.72 |  | 27421
27422 | 200/ 300 mm x 1200 mm long, twin tube, IP65, min. lumen output 1600 lm each tube..................................................... | [18 empty] | 1,321.33 |  |  |  | 34.11 |  | 40.96 |  | 132.05 |  | 27422
27423 | 600 mm x 1200 mm long, twin tube, IP65, min. lumen output 1600 lm each tube.............................................................. | [18 empty] | 1,479.88 |  |  |  | 34.11 |  | 40.96 |  | 132.05 |  | 27423
27424 | 200/ 300 mm x 1200 mm long, single tube, min. lumen output 1600 lm each tube............................................................. | [18 empty] | 798.68 |  |  |  | 29.44 |  | 36.21 |  | 110.29 |  | 27424
27425 | 200/ 300 mm x 1200 mm long, twin tube, min. lumen output 1600 lm each tube............................................................... | [18 empty] | 1,078.93 |  |  |  | 32.40 |  | 38.96 |  | 124.81 |  | 27425
27426 | 600 mm x 1200 mm long, twin tube, min. lumen output 1600 lm each tube........................................................................ | [18 empty] | 1,208.40 |  |  |  | 32.40 |  | 38.96 |  | 124.81 |  | 27426
27427 | 200/ 300 mm x 1500 mm long, single tube, IP65, min. lumen output 2000 lm each tube................................................... | [18 empty] | 1,270.88 |  |  |  | 33.48 |  | 41.09 |  | 141.93 |  | 27427
27428 | 200/ 300 mm x 1500 mm long, twin tube, IP65, min. lumen output 2000 lm each tube..................................................... | [18 empty] | 1,731.54 |  |  |  | 43.34 |  | 52.91 |  | 154.13 |  | 27428
27429 | 600 mm x 1500 mm long, twin tube, IP65, min. lumen output 2000 lm each tube.............................................................. | [18 empty] | 1,939.32 |  |  |  | 43.34 |  | 52.91 |  | 154.13 |  | 27429
27430 | 200/ 300 mm x 1500 mm long, single tube, min. lumen output 2000 lm each tube............................................................. | [18 empty] | 1,077.17 |  |  |  | 31.70 |  | 38.92 |  | 137.39 |  | 27430
27431 | 200/ 300 mm x 1500 mm long, twin tube, min. lumen output 2000 lm each tube............................................................... | [18 empty] | 1,406.45 |  |  |  | 42.08 |  | 51.36 |  | 148.99 |  | 27431
27432 | 600 mm x 1500 mm long, twin tube, min. lumen output 2000 lm each tube........................................................................ | [18 empty] | 1,575.22 |  |  |  | 42.08 |  | 51.36 |  | 148.99 |  | 27432
27/39
27 | ELECTRICAL INSTALLATION - LIGHTING SYSTEM AND FIXTURES | [18 empty] | 27
Item | Item
LIGHTING FITTINGS (CONT'D)
Take | [24 empty] | Take
Supply | [23 empty] | down | down |  |  | Fix
Surface mounted modular LED lighting fitting c/w dimmable | [14 empty] | and | [8 empty] | and | and set |  |  | only
LED driver, LED T5/ T8 tube, (one driver for each set of LED T5/ T8 tube), | [16 empty] | fix | [6 empty] | clear | aside for
aluminium louvres/ reflectors and polycarbonate diffusers : - | [14 empty] | away | [9 empty] | re-use
A | [23 empty] | B | C |  |  | D
Each |  |  | $ | [20 empty] | $ | $ |  |  | $
27433 | 200/ 300 mm x 600 mm long, single tube, IP65, min. lumen output 800 lm each tube....................................................... | [18 empty] | 904.37 |  |  |  | 27.97 |  | 34.43 |  | 106.03 |  | 27433
27434 | 200/ 300 mm x 600 mm long, twin tube, IP65, min. lumen output 800 lm each tube.......................................................... | [18 empty] | 1,254.30 |  |  |  | 31.08 |  | 38.40 |  | 119.52 |  | 27434
27435 | 600 mm x 600 mm long, twin tube, IP65, min. lumen output 800 lm each tube.................................................................. | [18 empty] | 1,404.82 |  |  |  | 31.08 |  | 38.40 |  | 119.52 |  | 27435
27436 | 200/ 300 mm x 600 mm long, single tube, min. lumen output 800 lm each tube................................................................. | [18 empty] | 716.05 |  |  |  | 26.56 |  | 32.70 |  | 100.19 |  | 27436
27437 | 200/ 300 mm x 600 mm long, twin tube, min. lumen output 800 lm each tube................................................................... | [18 empty] | 990.64 |  |  |  | 29.52 |  | 36.47 |  | 112.99 |  | 27437
27438 | 600 mm x 600 mm long, twin tube, min. lumen output 800 lm each tube............................................................................ | [18 empty] | 1,109.52 |  |  |  | 29.52 |  | 36.47 |  | 112.99 |  | 27438
27439 | 200/ 300 mm x 900 mm long, single tube, IP65, min. lumen output 1200 lm each tube..................................................... | [18 empty] | 992.51 |  |  |  | 30.11 |  | 37.05 |  | 113.46 |  | 27439
27440 | 200/ 300 mm x 900 mm long, twin tube, IP65, min. lumen output 1200 lm each tube........................................................ | [18 empty] | 1,352.98 |  |  |  | 33.29 |  | 40.53 |  | 128.16 |  | 27440
27441 | 600 mm x 900 mm long, twin tube, IP65, min. lumen output 1200 lm each tube................................................................ | [18 empty] | 1,515.34 |  |  |  | 33.29 |  | 40.53 |  | 128.16 |  | 27441
27442 | 200/ 300 mm x 900 mm long, single tube, min. lumen output 1200 lm each tube............................................................... | [18 empty] | 794.76 |  |  |  | 28.62 |  | 35.22 |  | 107.33 |  | 27442
27443 | 200/ 300 mm x 900 mm long, twin tube, min. lumen output 1200 lm each tube................................................................. | [18 empty] | 1,077.26 |  |  |  | 31.65 |  | 38.57 |  | 121.28 |  | 27443
27444 | 600 mm x 900 mm long, twin tube, min. lumen output 1200 lm each tube.......................................................................... | [18 empty] | 1,206.53 |  |  |  | 31.65 |  | 38.57 |  | 121.28 |  | 27444
27445 | 200/ 300 mm x 1200 mm long, single tube, IP65, min. lumen output 1600 lm each tube................................................... | [18 empty] | 1,033.95 |  |  |  | 31.02 |  | 38.14 |  | 116.72 |  | 27445
27446 | 200/ 300 mm x 1200 mm long, twin tube, IP65, min. lumen output 1600 lm each tube..................................................... | [18 empty] | 1,420.78 |  |  |  | 34.11 |  | 40.96 |  | 132.05 |  | 27446
27447 | 600 mm x 1200 mm long, twin tube, IP65, min. lumen output 1600 lm each tube.............................................................. | [18 empty] | 1,591.27 |  |  |  | 34.11 |  | 40.96 |  | 132.05 |  | 27447
27448 | 200/ 300 mm x 1200 mm long, single tube, min. lumen output 1600 lm each tube............................................................. | [18 empty] | 858.80 |  |  |  | 29.44 |  | 36.21 |  | 110.29 |  | 27448
27449 | 200/ 300 mm x 1200 mm long, twin tube, min. lumen output 1600 lm each tube............................................................... | [18 empty] | 1,160.14 |  |  |  | 32.40 |  | 38.96 |  | 124.81 |  | 27449
27450 | 600 mm x 1200 mm long, twin tube, min. lumen output 1600 lm each tube........................................................................ | [18 empty] | 1,299.36 |  |  |  | 32.40 |  | 38.96 |  | 124.81 |  | 27450
27451 | 200/ 300 mm x 1500 mm long, single tube, IP65, min. lumen output 2000 lm each tube................................................... | [18 empty] | 1,366.54 |  |  |  | 33.48 |  | 41.09 |  | 141.93 |  | 27451
27452 | 200/ 300 mm x 1500 mm long, twin tube, IP65, min. lumen output 2000 lm each tube..................................................... | [18 empty] | 1,861.87 |  |  |  | 43.34 |  | 52.91 |  | 154.13 |  | 27452
27453 | 600 mm x 1500 mm long, twin tube, IP65, min. lumen output 2000 lm each tube.............................................................. | [18 empty] | 2,085.29 |  |  |  | 43.34 |  | 52.91 |  | 154.13 |  | 27453
27454 | 200/ 300 mm x 1500 mm long, single tube, min. lumen output 2000 lm each tube............................................................. | [18 empty] | 1,158.25 |  |  |  | 31.70 |  | 38.92 |  | 137.39 |  | 27454
27455 | 200/ 300 mm x 1500 mm long, twin tube, min. lumen output 2000 lm each tube............................................................... | [18 empty] | 1,512.31 |  |  |  | 42.08 |  | 51.36 |  | 148.99 |  | 27455
27456 | 600 mm x 1500 mm long, twin tube, min. lumen output 2000 lm each tube........................................................................ | [18 empty] | 1,693.79 |  |  |  | 42.08 |  | 51.36 |  | 148.99 |  | 27456
27/40
27 | ELECTRICAL INSTALLATION - LIGHTING SYSTEM AND FIXTURES | [18 empty] | 27
Item | Item
LIGHTING FITTINGS (CONT'D)
Take | [24 empty] | Take
Supply | [23 empty] | down | down |  |  | Fix
Recess mounted modular LED lighting fitting c/w LED driver, | [14 empty] | and | [8 empty] | and | and set |  |  | only
LED T5/ T8 tube, (one driver for each set of LED T5/ T8 tube), | [14 empty] | fix | [8 empty] | clear | aside for
aluminium louvres/ reflectors and polycarbonate diffusers : - | [14 empty] | away | [9 empty] | re-use
A | [23 empty] | B | C |  |  | D
Each |  |  | $ | [20 empty] | $ | $ |  |  | $
27457 | 200/ 300 mm x 600 mm long, single tube, min. lumen output 800 lm each tube................................................................. | [18 empty] | 847.84 |  |  |  | 28.49 |  | 34.93 |  | 103.78 |  | 27457
27458 | 200/ 300 mm x 600 mm long, twin tube, min. lumen output 800 lm each tube................................................................... | [18 empty] | 933.72 |  |  |  | 34.37 |  | 40.80 |  | 109.43 |  | 27458
27459 | 600 mm x 600 mm long, twin tube, min. lumen output 800 lm each tube............................................................................ | [18 empty] | 1,045.77 |  |  |  | 34.37 |  | 40.80 |  | 109.43 |  | 27459
27460 | 200/ 300 mm x 1200 mm long, single tube, min. lumen output 1600 lm each tube............................................................. | [18 empty] | 1,017.00 |  |  |  | 34.37 |  | 40.80 |  | 109.43 |  | 27460
27461 | 200/ 300 mm x 1200 mm long, twin tube, min. lumen output 1600 lm each tube............................................................... | [18 empty] | 1,101.75 |  |  |  | 38.52 |  | 45.69 |  | 116.64 |  | 27461
27462 | 600 mm x 1200 mm long, twin tube, min. lumen output 1600 lm each tube........................................................................ | [18 empty] | 1,233.96 |  |  |  | 38.52 |  | 45.69 |  | 116.64 |  | 27462
27463 | 200/ 300 mm x 1500 mm long, single tube, min. lumen output 2000 lm each tube............................................................. | [18 empty] | 1,073.95 |  |  |  | 36.51 |  | 44.26 |  | 116.11 |  | 27463
27464 | 200/ 300 mm x 1500 mm long, twin tube, min. lumen output 2000 lm each tube............................................................... | [18 empty] | 1,141.30 |  |  |  | 42.82 |  | 50.26 |  | 124.14 |  | 27464
27465 | 600 mm x 1500 mm long, twin tube, min. lumen output 2000 lm each tube........................................................................ | [18 empty] | 1,278.26 |  |  |  | 42.82 |  | 50.26 |  | 124.14 |  | 27465
Recess mounted modular LED lighting fitting c/w dimmable LED driver,
LED T5/ T8 tube, (one driver for each set of LED T5/ T8 tube),
aluminium louvres/ reflector sand polycarbonate diffusers : -
Each
27466 | 200/ 300 mm x 600 mm long, single tube, min. lumen output 800 lm each tube................................................................. | [18 empty] | 910.33 |  |  |  | 28.49 |  | 34.93 |  | 103.78 |  | 27466
27467 | 200/ 300 mm x 600 mm long, twin tube, min. lumen output 800 lm each tube................................................................... | [18 empty] | 1,052.37 |  |  |  | 34.37 |  | 40.80 |  | 109.43 |  | 27467
27468 | 600 mm x 600 mm long, twin tube, min. lumen output 800 lm each tube............................................................................ | [18 empty] | 1,178.65 |  |  |  | 34.37 |  | 40.80 |  | 109.43 |  | 27468
27469 | 200/ 300 mm x 1200 mm long, single tube, min. lumen output 1600 lm each tube............................................................. | [18 empty] | 1,079.94 |  |  |  | 34.37 |  | 40.80 |  | 109.43 |  | 27469
27470 | 200/ 300 mm x 1200 mm long, twin tube, min. lumen output 1600 lm each tube............................................................... | [18 empty] | 1,170.23 |  |  |  | 38.51 |  | 45.69 |  | 116.64 |  | 27470
27471 | 600 mm x 1200 mm long, twin tube, min. lumen output 1600 lm each tube........................................................................ | [18 empty] | 1,310.66 |  |  |  | 38.51 |  | 45.69 |  | 116.64 |  | 27471
27472 | 200/ 300 mm x 1500 mm long, single tube, min. lumen output 2000 lm each tube............................................................. | [18 empty] | 1,152.94 |  |  |  | 36.51 |  | 44.26 |  | 116.11 |  | 27472
27473 | 200/ 300 mm x 1500 mm long, twin tube, min. lumen output 2000 lm each tube............................................................... | [18 empty] | 1,209.10 |  |  |  | 42.82 |  | 50.26 |  | 124.14 |  | 27473
27474 | 600 mm x 1500 mm long, twin tube, min. lumen output 2000 lm each tube........................................................................ | [18 empty] | 1,354.19 |  |  |  | 42.82 |  | 50.26 |  | 124.14 |  | 27474
27/41
27 | ELECTRICAL INSTALLATION - LIGHTING SYSTEM AND FIXTURES | [18 empty] | 27
Item | Item
LIGHTING FITTINGS (CONT'D) | [9 empty] | Take | [14 empty] | Take
Supply | [23 empty] | down | down |  |  | Fix
and | [23 empty] | and | and set |  |  | only
Track lighting system : - | [5 empty] | fix | [17 empty] | clear | aside for
away | [24 empty] | re-use
A | [23 empty] | B | C |  |  | D
Each |  |  | $ | [20 empty] | $ | $ |  |  | $
27475 | Single-circuit extruded monorail aluminium lighting track, surface/ suspended mounted,
1000 mm in length, 16A max. rating, mains voltage............................................................................................................. | [19 empty] | 260.31 |  |  |  | 21.42 |  | 26.80 |  | 71.94 |  | 27475
27476 | Single-circuit extruded monorail aluminium lighting track, surface/ suspended mounted,
2000 mm in length, 16A max. rating, mains-voltage ............................................................................................................ | [19 empty] | 381.16 |  |  |  | 20.26 |  | 30.65 |  | 85.01 |  | 27476
27477 | End cap for monorail lighting track ....................................................................................................................................... | [18 empty] | 24.34 |  |  |  | 2.26 |  | 2.51 |  | 6.57 |  | 27477
27478 | Three phase four circuit six conductor slimline lighting track made from extruded
aluminum with powder coated finish c/w components including push-up live end, plug-in
coupler, push-up coupler, plug-in coupler, rigid L/ T/ X coupler, flexible coupler, mounting
clip, end cap, suspension, mains supply kit, cable entry moulding, etc., two 16 A fused
feeds, 1000 mm in length........................................................................................................................................................ | [19 empty] | 1,087.29 |  |  |  | 27.33 |  | 33.81 |  | 98.49 |  | 27478
27479 | Spot light with 7 - 9W LED lamp, 90° tiltable bracket, 360° spot/ flood
rotatable transadapter, for light track mounting similar to SFA 244..................................................................................... | [19 empty] | 741.86 |  |  |  | 19.42 |  | 23.28 |  | 66.06 |  | 27479
27/42
27 | ELECTRICAL INSTALLATION - LIGHTING SYSTEM AND FIXTURES | [18 empty] | 27
Item | Item
LIGHTING FITTINGS (CONT'D) | [9 empty] | Take | [14 empty] | Take
Supply | [23 empty] | down | down |  |  | Fix
and | [23 empty] | and | and set |  |  | only
Bulkhead light fitting c/w electronic control gear/ electronic ballast, lamps, | [16 empty] | fix | [6 empty] | clear | aside for
side/ back entry cutting and rubber grommet or stop : - | [12 empty] | away | [11 empty] | re-use
A | [23 empty] | B | C |  |  | D
Each |  |  | $ | [20 empty] | $ | $ |  |  | $
27480 | 2 x 8W vandal resistant fluorescent bulkhead with injection moulded polycarbonate
diffuser, IP65........................................................................................................................................................................... | [19 empty] | 620.99 |  |  |  | 23.56 |  | 29.43 |  | 87.62 |  | 27480
27481 | Ditto but 3 x 8W fluorescent light, IP65 ............................................................................................................................... | [18 empty] | 842.72 |  |  |  | 23.56 |  | 29.43 |  | 87.62 |  | 27481
27482 | Ditto but for 1 x 11W PL fluorescent light, IP65................................................................................................................... | [18 empty] | 554.59 |  |  |  | 23.56 |  | 29.43 |  | 87.62 |  | 27482
27483 | Ditto but for 2 x 11W PL fluorescent light, IP65................................................................................................................... | [18 empty] | 631.40 |  |  |  | 23.56 |  | 29.43 |  | 87.62 |  | 27483
27484 | Bulkhead lighting fitting IP65 with die-cast aluminium body, moulded glass lens c/w
built-in control gear and 1 x 70W CDMT lamp..................................................................................................................... | [19 empty] | 1,396.54 |  |  |  | 23.56 |  | 29.43 |  | 87.62 |  | 27484
27485 | Bulkhead fitting of IP65 protection c/w 70W CDMT lamp, polycarbonate cover ............................................................... | [18 empty] | 1,674.68 |  |  |  | 23.56 |  | 29.43 |  | 87.62 |  | 27485
27486 | Bulkhead luminaire c/w 2 x 8W fluorescent lamps, 2-hour battery & control gear.............................................................. | [18 empty] | 528.79 |  |  |  | 23.56 |  | 29.43 |  | 87.62 |  | 27486
27487 | Traditional bulkhead fitting similar to SFA 203, die cast aluminium casing with polyester powder
coated finish, hinged anti vandal polycarbonate diffuser, to IEC 60598, IP 64 c/w 1 x 13W
PLC lamp................................................................................................................................................................................. | [19 empty] | 317.36 |  |  |  | 23.56 |  | 29.43 |  | 87.62 |  | 27487
27488 | Bulkhead fitting, prismatic type, glass diffuser, 35W CDMT lamp similar to SFA 35........................................................ | [18 empty] | 1,500.70 |  |  |  | 23.56 |  | 29.43 |  | 87.62 |  | 27488
27489 | Ditto but for 70W SON........................................................................................................................................................... | [18 empty] | 2,020.63 |  |  |  | 23.56 |  | 29.43 |  | 87.62 |  | 27489
27490 | Ditto but for 70W CDMT....................................................................................................................................................... | [18 empty] | 1,880.45 |  |  |  | 23.56 |  | 29.43 |  | 87.62 |  | 27490
27491 | Gasket for retaining flange for bulkhead fitting..................................................................................................................... | [18 empty] | 28.49 |  |  |  | 4.30 |  | 5.80 |  | 15.77 |  | 27491
27492 | Glassware only for bulkhead fitting similar to SFA 35.......................................................................................................... | [18 empty] | 373.51 |  |  |  | 11.77 |  | 14.08 |  | 43.42 |  | 27492
27493 | Key for bulkhead (supply only) lighting fitting...................................................................................................................... | [18 empty] | 18.17 |  |  |  | - |  | - |  | - |  | 27493
27494 | Bulkhead lighting fitting, IP65 c/w polycarbonate diffuser and 1 x 26W PLC lamp........................................................... | [18 empty] | 575.12 |  |  |  | 23.56 |  | 29.43 |  | 87.62 |  | 27494
27/43
27 | ELECTRICAL INSTALLATION - LIGHTING SYSTEM AND FIXTURES | [18 empty] | 27
Item | Item
LIGHTING FITTINGS (CONT'D) | [9 empty] | Take | [14 empty] | Take
Supply | [23 empty] | down | down |  |  | Fix
and | [23 empty] | and | and set |  |  | only
Floodlighting fittings including control gear, side/ back entry, cutting, and | [16 empty] | fix | [6 empty] | clear | aside for
rubber grommet or stop : - | [9 empty] | away | [14 empty] | re-use
A | [23 empty] | B | C |  |  | D
Each |  |  | $ | [20 empty] | $ | $ |  |  | $
27495 | MBIL floodlighting fitting IP54 c/w 750/ 1000/ 1500W control gear.................................................................................. | [18 empty] | 10,528.83 |  |  |  | 57.64 |  | 71.79 |  | 220.77 |  | 27495
27496 | Ditto but 2000W...................................................................................................................................................................... | [18 empty] | 17,332.80 |  |  |  | 57.64 |  | 71.79 |  | 220.77 |  | 27496
27497 | H.P. sodium (SON) floodlighting fitting IP65, die cast aluminium housing c/w 70W
lamp, control gear and anodized aluminium reflector (all types) similar to SFA 205........................................................... | [19 empty] | 1,339.85 |  |  |  | 54.12 |  | 68.32 |  | 205.09 |  | 27497
27498 | Ditto but for 150W lamp......................................................................................................................................................... | [18 empty] | 1,843.99 |  |  |  | 54.12 |  | 68.32 |  | 205.09 |  | 27498
27499 | Ditto but for 250W lamp......................................................................................................................................................... | [18 empty] | 2,474.15 |  |  |  | 54.12 |  | 68.32 |  | 205.09 |  | 27499
27500 | Ditto but for 400W lamp......................................................................................................................................................... | [18 empty] | 3,419.40 |  |  |  | 54.12 |  | 68.32 |  | 205.09 |  | 27500
27501 | Ditto but for 70W MBIF lamp................................................................................................................................................ | [18 empty] | 1,917.94 |  |  |  | 54.12 |  | 68.32 |  | 205.09 |  | 27501
27502 | Ditto but for 150W MBIF lamp.............................................................................................................................................. | [18 empty] | 2,334.38 |  |  |  | 54.12 |  | 68.32 |  | 205.09 |  | 27502
27503 | Ditto but for 250W MBIF lamp.............................................................................................................................................. | [18 empty] | 2,854.95 |  |  |  | 54.12 |  | 68.32 |  | 205.09 |  | 27503
27504 | Ditto but for 400W MBIF lamp.............................................................................................................................................. | [18 empty] | 3,635.80 |  |  |  | 54.12 |  | 68.32 |  | 205.09 |  | 27504
27505 | Tungsten halogen floodlight fitting, IP54 c/w lamp, 500W.................................................................................................. | [18 empty] | - |  |  |  | 23.71 |  | 29.62 |  | 88.17 |  | 27505
27506 | Ditto but with 1000W lamp.................................................................................................................................................... | [18 empty] | - |  |  |  | 23.71 |  | 29.62 |  | 88.17 |  | 27506
27507 | Ditto but with 1500W lamp.................................................................................................................................................... | [18 empty] | - |  |  |  | 23.71 |  | 29.62 |  | 88.17 |  | 27507
27508 | High bay floodlight fittings designed and manufactured to comply with IEC 60598-2,
IP54 body; extruded aluminium body with high temperature polypropylene side casing
and high temperature nylon body; vertical lamp, prismatic glass reflector c/w 250W
MBIF control gear, lamp piece and safety chain ................................................................................................................... | [19 empty] | 4,201.48 |  |  |  | 54.12 |  | 68.32 |  | 205.09 |  | 27508
27509 | Ditto but with 400W MBIF control gear................................................................................................................................ | [18 empty] | 4,758.00 |  |  |  | 54.12 |  | 68.32 |  | 205.09 |  | 27509
27510 | Ditto but with 250W SON control gear.................................................................................................................................. | [18 empty] | 3,390.71 |  |  |  | 54.12 |  | 68.32 |  | 205.09 |  | 27510
27511 | Ditto but with 400W SON control gear.................................................................................................................................. | [18 empty] | 3,687.87 |  |  |  | 54.12 |  | 68.32 |  | 205.09 |  | 27511
27512 | High bay floodlight fittings designed and manufactured to comply with IEC 60598-2,
IP54 body; extruded aluminium body with high temperature polypropylene side casing
and high temperature nylon body; vertical lamp, self-cleaning high purity spun
aluminium reflector c/w 250W MBIF control gear, lamp piece and safety chain ................................................................ | [19 empty] | 3,591.24 |  |  |  | 54.12 |  | 68.32 |  | 205.09 |  | 27512
27513 | Ditto but with 400W MBIF control gear................................................................................................................................ | [18 empty] | 3,985.73 |  |  |  | 54.12 |  | 68.32 |  | 205.09 |  | 27513
27514 | Ditto but with 250W SON control gear.................................................................................................................................. | [18 empty] | 2,903.32 |  |  |  | 54.12 |  | 68.32 |  | 205.09 |  | 27514
27515 | Ditto but with 400W SON control gear.................................................................................................................................. | [18 empty] | 3,123.85 |  |  |  | 54.12 |  | 68.32 |  | 205.09 |  | 27515
27/44
27 | ELECTRICAL INSTALLATION - LIGHTING SYSTEM AND FIXTURES | [18 empty] | 27
Item | Item
LIGHTING FITTINGS (CONT'D) | [9 empty] | Take | [14 empty] | Take
Supply | [23 empty] | down | down |  |  | Fix
and | [23 empty] | and | and set |  |  | only
Floodlighting fittings including control gear, side/ back entry, cutting, and | [16 empty] | fix | [6 empty] | clear | aside for
rubber grommet or stop : - (Cont'd) | [9 empty] | away | [14 empty] | re-use
A | [23 empty] | B | C |  |  | D
Each |  |  | $ | [20 empty] | $ | $ |  |  | $
27516 | High bay floodlight fittings designed and manufactured to comply with IEC 60598-2
IP65 body; technopolymer reinforced with fiber glass body; turned aluminium sheet
upper housing with grey powder paint; toughened glass cover with gasket clips;
elliptical lamp, polished and anodized aluminium reflector c/w 250W MBIF control
gear, lamp piece and safety chain .......................................................................................................................................... | [19 empty] | 2,663.76 |  |  |  | 54.24 |  | 68.46 |  | 205.50 |  | 27516
27517 | Ditto but with 400W MBIF control gear................................................................................................................................ | [18 empty] | 2,894.52 |  |  |  | 54.24 |  | 68.46 |  | 205.50 |  | 27517
27518 | Ditto but with 250W SON control gear.................................................................................................................................. | [18 empty] | 1,910.72 |  |  |  | 54.24 |  | 68.46 |  | 205.50 |  | 27518
27519 | Ditto but with 400W SON control gear.................................................................................................................................. | [18 empty] | 2,041.50 |  |  |  | 54.24 |  | 68.46 |  | 205.50 |  | 27519
27520 | High bay floodlight fittings designed and manufactured to comply with IEC 60598-2
IP54 body; prismatic borosilicate glass retained by a spun aluminium cover sealed
reflector; tempered glass cover with stainless steel clips c/w 250W MBIF control gear,
lamp piece and safety chain.................................................................................................................................................... | [19 empty] | 4,087.57 |  |  |  | 54.24 |  | 68.46 |  | 205.50 |  | 27520
27521 | Ditto but with 400W MBIF control gear................................................................................................................................ | [18 empty] | 4,386.83 |  |  |  | 54.24 |  | 68.46 |  | 205.50 |  | 27521
27522 | Ditto but with 250W SON control gear.................................................................................................................................. | [18 empty] | 3,180.62 |  |  |  | 54.24 |  | 68.46 |  | 205.50 |  | 27522
27523 | Ditto but with 400W SON control gear.................................................................................................................................. | [18 empty] | 3,533.68 |  |  |  | 54.24 |  | 68.46 |  | 205.50 |  | 27523
27524 | High bay floodlight fittings designed and manufactured to comply with IEC 60598-2
IP54 body; prismatic borosilicate glass retained by a spun aluminium cover sealed
reflector c/w 250W MBIF control gear, lamp piece and safety chain ................................................................................... | [19 empty] | 3,432.50 |  |  |  | 54.24 |  | 68.46 |  | 205.50 |  | 27524
27525 | Ditto but with 400W MBIF control gear................................................................................................................................ | [18 empty] | 3,712.46 |  |  |  | 54.24 |  | 68.46 |  | 205.50 |  | 27525
27526 | Ditto but with 250W SON control gear.................................................................................................................................. | [18 empty] | 2,717.27 |  |  |  | 54.24 |  | 68.46 |  | 205.50 |  | 27526
27527 | Ditto but with 400W SON control gear.................................................................................................................................. | [18 empty] | 2,863.94 |  |  |  | 54.24 |  | 68.46 |  | 205.50 |  | 27527
27528 | High bay floodlight c/w 60W LED lamp................................................................................................................................ | [18 empty] | 3,718.31 |  |  |  | 54.24 |  | 68.46 |  | 205.50 |  | 27528
27529 | High bay floodlight c/w 80W LED lamp................................................................................................................................ | [18 empty] | 4,150.68 |  |  |  | 54.24 |  | 68.46 |  | 205.50 |  | 27529
27530 | High bay floodlight c/w 100W LED lamp.............................................................................................................................. | [18 empty] | 4,323.62 |  |  |  | 54.24 |  | 68.46 |  | 205.50 |  | 27530
27531 | High bay floodlight c/w 150W LED lamp.............................................................................................................................. | [18 empty] | 4,755.98 |  |  |  | 54.24 |  | 68.46 |  | 205.50 |  | 27531
27/45
27 | ELECTRICAL INSTALLATION - LIGHTING SYSTEM AND FIXTURES | [18 empty] | 27
Item | Item
LIGHTING FITTINGS (CONT'D) | [9 empty] | Take | [14 empty] | Take
Supply | [23 empty] | down | down |  |  | Fix
and | [23 empty] | and | and set |  |  | only
Floodlighting fittings including control gear, side/ back entry, cutting, and | [16 empty] | fix | [6 empty] | clear | aside for
rubber grommet or stop : - (Cont'd) | [9 empty] | away | [14 empty] | re-use
A | [23 empty] | B | C |  |  | D
Each |  |  | $ | [20 empty] | $ | $ |  |  | $
27532 | Twin lamp tennis-court floodlight with heavy gauge aluminium housing, reflector
with forward throw cut-off pattern, clear tempered lens c/w 1 x 250W HP sodium
lamp and 1 x 400W metal halide lamp and integral control gears, IP65............................................................................... | [19 empty] | 6,891.45 |  |  |  | 82.06 |  | 102.39 |  | 307.11 |  | 27532
27533 | Tennis court lighting similar to SFA 267, aluminium housing, 4mm toughened glass lens, hinged
aluminium lens frame with reinforced corners, sharp cut-off forward throw anodised
aluminium reflector c/w control gear and 1 x 1000W/ 1500W metal halide lamp............................................................... | [19 empty] | 10,401.32 |  |  |  | 23.64 |  | 28.78 |  | 86.21 |  | 27533
27534 | 400W MBI/ T floodlight fitting IP65 c/w GRP body, anodized aluminium reflector,
toughened glass front cover, steel galvanized cradle, integral control gear and lamp.......................................................... | [19 empty] | 3,756.55 |  |  |  | 70.65 |  | 85.70 |  | 264.00 |  | 27534
27535 | 1000W SON/ T floodlight fitting IP65 c/w aluminium reflector, galvanized steel body,
integral control gear and lamp................................................................................................................................................ | [19 empty] | 8,006.10 |  |  |  | 70.65 |  | 85.70 |  | 264.00 |  | 27535
27536 | Floodlight fitting with mounting box similar to SFA 204, die cast aluminium housing, anodised
aluminium reflector, 160° tiltable and 360° rotatable c/w safety glass and 1 x 35W metal
halide lamp, IP65.................................................................................................................................................................... | [19 empty] | 1,998.30 |  |  |  | 53.90 |  | 68.05 |  | 204.27 |  | 27536
27537 | Asymmetrical floodlight fitting similar to SFA 205, marine grade 316 stainless steel construction,
anodised aluminium reflector, IP67 c/w safety chain and quick release clips at front cover,
adjustable stirrup bracket, internal control gear and 1 x 250W high pressure sodium or
metal halide lamp.................................................................................................................................................................... | [19 empty] | 5,297.48 |  |  |  | 53.90 |  | 68.05 |  | 204.27 |  | 27537
27538 | Floodlight fitting similar to SFA 206, die cast aluminium housing with integral cooling ribs,
hinged door frame for reflector changing, cast aluminium swivel with locking teeth at 5°
intervals, mounting onto 50 mm square tenon c/w control gear, 1 x 400W high pressure
sodium or metal halide lamp, and reflector for narrow vertical flood beam, IP67................................................................ | [19 empty] | 7,828.38 |  |  |  | 53.90 |  | 68.05 |  | 204.27 |  | 27538
27539 | Ditto but reflector for wide flood beam.................................................................................................................................. | [18 empty] | 6,692.28 |  |  |  | 53.90 |  | 68.05 |  | 204.27 |  | 27539
27540 | Floodlight fitting similar to SFA 206, die cast aluminium housing with integral cooling ribs,
hinged door frame for reflector changing, cast aluminium swivel with locking teeth at 5°
intervals, wall mounted c/w control gear, 1 x 70W high pressure sodium or metal halide
lamp, and reflector for wide flood beam, IP67....................................................................................................................... | [19 empty] | 5,564.15 |  |  |  | 53.90 |  | 68.05 |  | 204.27 |  | 27540
27541 | Ditto but stanchion mounted and reflector for wide flood beam........................................................................................... | [18 empty] | 5,412.97 |  |  |  | 53.90 |  | 68.05 |  | 204.27 |  | 27541
27542 | Adjustable compact outdoor floodlight similar to SFA 207, injection moulded polyester body,
glass-filled nylon base or spike for mounting, IP54 c/w 1 x 150W high pressure sodium or
metal halide lamp.................................................................................................................................................................... | [19 empty] | 410.84 |  |  |  | 17.17 |  | 21.21 |  | 65.57 |  | 27542
27543 | Floodlight fitting, IP65 c/w 60W or below induction lamp................................................................................................... | [18 empty] | 2,188.60 |  |  |  | 53.90 |  | 68.05 |  | 204.27 |  | 27543
27544 | Floodlight fitting, IP65 c/w 80W induction lamp.................................................................................................................. | [18 empty] | 2,335.50 |  |  |  | 53.90 |  | 68.05 |  | 204.27 |  | 27544
27545 | Floodlight fitting, IP65 c/w 120W induction lamp................................................................................................................ | [18 empty] | 2,482.40 |  |  |  | 53.90 |  | 68.05 |  | 204.27 |  | 27545
27546 | Floodlight fitting, IP65 c/w 200W induction lamp................................................................................................................ | [18 empty] | 2,776.40 |  |  |  | 53.90 |  | 68.05 |  | 204.27 |  | 27546
27547 | Floodlight fitting, aluminium housing, IP65 c/w 60W LED lamp........................................................................................ | [18 empty] | 3,750.59 |  |  |  | 53.90 |  | 68.05 |  | 204.27 |  | 27547
27548 | Floodlight fitting, IP65, surface mounted c/w 60W high intensity LED lamp and glass diffuser........................................ | [18 empty] | 3,625.51 |  |  |  | 53.90 |  | 68.05 |  | 204.27 |  | 27548
27549 | Floodlight fitting, IP65 c/w 70W LED lamp.......................................................................................................................... | [18 empty] | 3,598.19 |  |  |  | 53.90 |  | 68.05 |  | 204.27 |  | 27549
27/46
27 | ELECTRICAL INSTALLATION - LIGHTING SYSTEM AND FIXTURES | [18 empty] | 27
Item | Item
LIGHTING FITTINGS (CONT'D) | [9 empty] | Take | [14 empty] | Take
Supply | [23 empty] | down | down |  |  | Fix
and | [23 empty] | and | and set |  |  | only
Floodlight fitting accessories : - | [9 empty] | fix | [13 empty] | clear | aside for
away | [24 empty] | re-use
A | [23 empty] | B | C |  |  | D
Each |  |  | $ | [20 empty] | $ | $ |  |  | $
27550 | Heat shield for floodlight........................................................................................................................................................ | [18 empty] | 1,147.55 |  |  |  | 11.88 |  | 14.22 |  | 43.87 |  | 27550
27551 | Wire guard for floodlight ...................................................................................................................................................... | [18 empty] | 489.54 |  |  |  | 11.88 |  | 14.22 |  | 43.87 |  | 27551
27552 | Front glass assembly c/w silicone rubber gasket for floodlight............................................................................................. | [18 empty] | 681.27 |  |  |  | 11.88 |  | 14.22 |  | 43.87 |  | 27552
27553 | Floodlight louvre for 750W fitting......................................................................................................................................... | [18 empty] | 1,406.52 |  |  |  | 17.31 |  | 21.33 |  | 63.19 |  | 27553
27554 | Ditto but for 1000W fitting..................................................................................................................................................... | [18 empty] | 1,430.48 |  |  |  | 17.31 |  | 21.33 |  | 63.19 |  | 27554
27555 | Ditto but for 1500W fitting..................................................................................................................................................... | [18 empty] | 1,465.10 |  |  |  | 17.31 |  | 21.33 |  | 63.19 |  | 27555
27556 | Multi-use or cross arm mounting bracket c/w 2"U" clamps (hot dip galvanized steel) ....................................................... | [18 empty] | 311.10 |  |  |  | 17.31 |  | 21.36 |  | 66.09 |  | 27556
27557 | Wall bracket (hot dip galvanized steel).................................................................................................................................. | [18 empty] | 260.30 |  |  |  | 15.32 |  | 19.52 |  | 56.78 |  | 27557
27558 | Stainless steel (304) mounting bracket for floodlight............................................................................................................ | [18 empty] | 684.82 |  |  |  | 15.32 |  | 19.52 |  | 56.78 |  | 27558
27559 | Ditto but of stainless steel (316)............................................................................................................................................. | [18 empty] | 776.77 |  |  |  | 15.32 |  | 19.52 |  | 56.78 |  | 27559
27560 | Hot dip galvanized steel universal pole clamp for floodlight fitting .................................................................................... | [18 empty] | 99.70 |  |  |  | 6.33 |  | 8.48 |  | 23.51 |  | 27560
27561 | Stainless steel (304) universal pole clamp for floodlight fitting............................................................................................ | [18 empty] | 247.35 |  |  |  | 6.33 |  | 8.48 |  | 23.51 |  | 27561
27562 | Ditto but of stainless steel (316)............................................................................................................................................. | [18 empty] | 276.15 |  |  |  | 6.33 |  | 8.48 |  | 23.51 |  | 27562
27563 | Stirrup assembly (hot dip galvanized steel)............................................................................................................................ | [18 empty] | 395.03 |  |  |  | 17.31 |  | 21.36 |  | 66.09 |  | 27563
27564 | Stirrup assembly c/w blanking plate and gland (hot dip galvanized).................................................................................... | [18 empty] | 438.20 |  |  |  | 17.31 |  | 21.36 |  | 66.09 |  | 27564
27565 | Stirrup assembly c/w blanking plate and gland (304 stainless steel)..................................................................................... | [18 empty] | 1,253.62 |  |  |  | 17.31 |  | 21.36 |  | 66.09 |  | 27565
27566 | Stirrup assembly c/w blanking plate and gland (316 stainless steel)..................................................................................... | [18 empty] | 1,311.33 |  |  |  | 17.31 |  | 21.36 |  | 66.09 |  | 27566
27567 | Special wall bracket, hot dip galvanized................................................................................................................................ | [18 empty] | 410.18 |  |  |  | 17.31 |  | 21.36 |  | 66.09 |  | 27567
27568 | Step up transformer c/w weatherproof metal box rated IP65................................................................................................ | [18 empty] | 1,659.93 |  |  |  | 22.11 |  | 27.89 |  | 83.02 |  | 27568
27569 | Step down transformer c/w enclosure, 220/ 12V, 50 VA...................................................................................................... | [18 empty] | 859.63 |  |  |  | 9.29 |  | 11.63 |  | 33.51 |  | 27569
27/47
27 | ELECTRICAL INSTALLATION - LIGHTING SYSTEM AND FIXTURES | [18 empty] | 27
Item | Item
LIGHTING FITTINGS (CONT'D) | [9 empty] | Take | [14 empty] | Take
Supply | [23 empty] | down | down |  |  | Fix
and | [23 empty] | and | and set |  |  | only
Floodlight fitting accessories : - (Cont'd) | [9 empty] | fix | [13 empty] | clear | aside for
away | [24 empty] | re-use
A | [23 empty] | B | C |  |  | D
Each |  |  | $ | [20 empty] | $ | $ |  |  | $
27570 | Ballast for 70/ 150/ 250W H.P. Sodium lamp........................................................................................................................ | [18 empty] | 240.01 |  |  |  | 11.87 |  | 14.20 |  | 43.78 |  | 27570
27571 | Ballast for 400W H.P. Sodium lamp...................................................................................................................................... | [18 empty] | 281.66 |  |  |  | 11.87 |  | 14.20 |  | 43.78 |  | 27571
27572 | Ballast for 150/ 250/ 400W white SON lamp........................................................................................................................ | [18 empty] | 442.51 |  |  |  | 11.87 |  | 14.20 |  | 43.78 |  | 27572
27573 | Ballast for 250/ 400W MBIF lamp......................................................................................................................................... | [18 empty] | 289.24 |  |  |  | 11.87 |  | 14.20 |  | 43.78 |  | 27573
27574 | Ballast for 750W MBIL lamp................................................................................................................................................. | [18 empty] | 1,206.38 |  |  |  | 11.87 |  | 14.20 |  | 43.78 |  | 27574
27575 | Ballast for 1000W MBIL lamp............................................................................................................................................... | [18 empty] | 1,206.38 |  |  |  | 11.87 |  | 14.20 |  | 43.78 |  | 27575
27576 | Ballast for 1500W MBIL lamp .............................................................................................................................................. | [18 empty] | 1,217.13 |  |  |  | 11.87 |  | 14.20 |  | 43.78 |  | 27576
27577 | Ballast for 2000W MBIL lamp .............................................................................................................................................. | [18 empty] | 1,227.13 |  |  |  | 11.87 |  | 14.20 |  | 43.78 |  | 27577
27578 | Transformer for 1500W MBIL lamp...................................................................................................................................... | [18 empty] | 1,925.95 |  |  |  | 11.87 |  | 14.20 |  | 43.78 |  | 27578
27579 | Ballast for 50/ 80/ 125W MBF lamp...................................................................................................................................... | [18 empty] | - |  |  |  | 11.87 |  | 14.20 |  | 43.78 |  | 27579
27580 | Ballast for 250/ 400W MBF lamp.......................................................................................................................................... | [18 empty] | - |  |  |  | 11.87 |  | 14.20 |  | 43.78 |  | 27580
27581 | Electronic Ballast for 150W Metal Halide Lamp................................................................................................................... | [18 empty] | 894.31 |  |  |  | 11.87 |  | 14.20 |  | 43.78 |  | 27581
27582 | Capacitor for 250W H.P. Sodium white SON lamp 30 mF + 10%....................................................................................... | [18 empty] | 125.01 |  |  |  | 10.06 |  | 13.00 |  | 37.46 |  | 27582
27583 | Capacitor for 400W H.P. Sodium white SON lamp 40 mF + 10%....................................................................................... | [18 empty] | 170.68 |  |  |  | 10.06 |  | 13.00 |  | 37.46 |  | 27583
27584 | Capacitor for 250W/ 400W MBIF lamp ................................................................................................................................ | [18 empty] | 133.70 |  |  |  | 10.06 |  | 13.00 |  | 37.46 |  | 27584
27585 | Capacitor for 750W MBIL lamp............................................................................................................................................. | [18 empty] | 317.63 |  |  |  | 10.06 |  | 13.00 |  | 37.46 |  | 27585
27586 | Capacitor for 1000W MBIL lamp........................................................................................................................................... | [18 empty] | 321.44 |  |  |  | 10.06 |  | 13.00 |  | 37.46 |  | 27586
27587 | Capacitor for 1500W MBIL lamp........................................................................................................................................... | [18 empty] | 329.76 |  |  |  | 10.06 |  | 13.00 |  | 37.46 |  | 27587
27588 | Capacitor for 2000W MBIL lamp........................................................................................................................................... | [18 empty] | 386.09 |  |  |  | 10.06 |  | 13.00 |  | 37.46 |  | 27588
27589 | Ignitor for 70W H.P. Sodium lamp......................................................................................................................................... | [18 empty] | 160.32 |  |  |  | 10.06 |  | 13.00 |  | 37.46 |  | 27589
27590 | Ignitor for 150/ 250/ 400W H.P. Sodium lamp...................................................................................................................... | [18 empty] | 178.27 |  |  |  | 10.06 |  | 13.00 |  | 37.46 |  | 27590
27591 | Ignitor for 150/ 250/ 400W white SON lamp......................................................................................................................... | [18 empty] | 181.85 |  |  |  | 10.06 |  | 13.00 |  | 37.46 |  | 27591
27592 | Ignitor for 250W/ 400W MBIF lamp...................................................................................................................................... | [18 empty] | 338.13 |  |  |  | 10.06 |  | 13.00 |  | 37.46 |  | 27592
27593 | Ignitor for 1000W MBIL lamp................................................................................................................................................ | [18 empty] | 434.52 |  |  |  | 10.06 |  | 13.00 |  | 37.46 |  | 27593
27594 | Ignitor for 1500W MBIL lamp................................................................................................................................................ | [18 empty] | 593.97 |  |  |  | 10.06 |  | 13.00 |  | 37.46 |  | 27594
27595 | Ignitor for 2000W MBIL lamp................................................................................................................................................ | [18 empty] | 655.40 |  |  |  | 10.06 |  | 13.00 |  | 37.46 |  | 27595
Per linear meter
27596 | Safety chain, hot dipped galvanized steel (or wrought iron) chain 25 mm oval link c/w
shackles .................................................................................................................................................................................. | [19 empty] | 52.28 |  |  |  | 2.13 |  | 2.51 |  | 6.24 |  | 27596
27/48
27 | ELECTRICAL INSTALLATION - LIGHTING SYSTEM AND FIXTURES | [18 empty] | 27
Item | Item
LIGHTING FITTINGS (CONT'D) | [9 empty] | Take | [14 empty] | Take
Supply | [23 empty] | down | down |  |  | Fix
and | [23 empty] | and | and set |  |  | only
Pole top light fitting : - | [5 empty] | fix | [17 empty] | clear | aside for
away | [24 empty] | re-use
A | [23 empty] | B | C |  |  | D
Each |  |  | $ | [20 empty] | $ | $ |  |  | $
27597 | Pole top lantern c/w 35W/ 50W/ 70W metal halide/ high pressure sodium lamp or
1 x 35W CDMT lamp and control gear similar to SFA 46 with large canopy...................................................................... | [19 empty] | 1,408.01 |  |  |  | 32.60 |  | 39.97 |  | 121.82 |  | 27597
27598 | Pole top lantern c/w 35W/ 50W/ 70W metal halide/ high pressure sodium lamp or
1 x 35W CDMT lamp and control gear similar to SFA 46 with small canopy...................................................................... | [19 empty] | 1,352.92 |  |  |  | 32.60 |  | 39.97 |  | 121.82 |  | 27598
27599 | Lighting fitting, IP23 c/w 70W SON lamp ............................................................................................................................ | [18 empty] | 1,445.02 |  |  |  | 32.60 |  | 39.97 |  | 121.82 |  | 27599
27600 | Ditto but for 70W metal halide lamp...................................................................................................................................... | [18 empty] | 1,274.54 |  |  |  | 32.60 |  | 39.97 |  | 121.82 |  | 27600
27601 | Pole top adaptor for above...................................................................................................................................................... | [18 empty] | 447.00 |  |  |  | 13.33 |  | 17.54 |  | 52.27 |  | 27601
27602 | Pole top fitting similar to SFA 208, 500 mm diameter opal/ clear globe made of impact resistant
plastic on a black console, IP44 c/w 1 x 70W/ 100W high pressure sodium/ metal halide lamp or
1 x 35W CDMT lamp............................................................................................................................................................. | [19 empty] | 2,250.78 |  |  |  | 68.85 |  | 86.36 |  | 255.80 |  | 27602
27603 | Ditto but 1 x 26W PLC lamp.................................................................................................................................................. | [18 empty] | 1,678.76 |  |  |  | 68.85 |  | 86.36 |  | 255.80 |  | 27603
27604 | 500 mm unbreakable globe only for pole top fitting similar to SFA 208.............................................................................. | [18 empty] | 910.42 |  |  |  | 23.62 |  | 29.49 |  | 87.81 |  | 27604
27605 | Pole top luminaire similar to SFA 209, cast aluminium alloy housing with hinged top, clear
acrylic lens, IP54 c/w cast aluminium mounting arm, control gear and 1 x 70W
high pressure sodium/ metal halide lamp or 1 x 35W CDMT lamp...................................................................................... | [19 empty] | 14,572.85 |  |  |  | 46.57 |  | 57.27 |  | 172.89 |  | 27605
27606 | Symmetrical pole top luminaire similar to SFA 210, aluminium alloy body, white/ clear plastic
diffuser with optical texture, anodised aluminium reflector, IP44 c/w control gear and 1 x
70W/ 100W high pressure sodium/ metal halide lamp or 1 x 35W CDMT lamp................................................................. | [19 empty] | 4,542.20 |  |  |  | 32.60 |  | 39.97 |  | 121.82 |  | 27606
27607 | Pole top luminaire with additional upper light output similar to SFA 211, aluminium alloy body,
crystal glass diffuser with optical texture, white louvred reflector, mounting height 3.5m to 5m, IP44
c/w control gear and 1 x 70W/ 100W high pressure sodium/ metal halide lamp or 1 x 35W CDMT lamp......................... | [19 empty] | 5,399.02 |  |  |  | 32.60 |  | 39.97 |  | 121.82 |  | 27607
27608 | Cylindrical pole top luminaire similar to SFA 212, seamless aluminium housing, die cast aluminium door
frame, tempered glass or polycarbonate lens, anodised aluminium reflector, schedule 40 steel yoke c/w
control gear and 1 x 70W/ 100W/ 150W high pressure sodium/ metal halide lamp
1 x 35W/ 70W CDMT lamp................................................................................................................................................... | [19 empty] | 8,039.82 |  |  |  | 32.69 |  | 40.06 |  | 122.07 |  | 27608
27609 | Single pole top fitting similar to SFA 213, hinged cylindrical aluminium top housing of over
500 mm diameter, injection moulded clear acrylic diffuser, hydroformed specular reflector,
c/w control gear and 1 x 70W high pressure sodium/ metal halide lamp or 1 x 35W CDMT lamp..................................... | [19 empty] | 11,220.08 |  |  |  | 32.69 |  | 40.06 |  | 122.07 |  | 27609
27610 | Ditto but 1 x 150W high pressure sodium or metal halide lamp .......................................................................................... | [18 empty] | 11,632.75 |  |  |  | 32.69 |  | 40.06 |  | 122.07 |  | 27610
27611 | Pole top fitting similar to SFA 214, cylindrical aluminium top housing of 565 mm diameter with
polyester powder finish, thermoformed clear acrylic lens, hydroformed anodised aluminium
reflector c/w control gear and 1 x 150W high pressure sodium or metal halide lamp.......................................................... | [19 empty] | 5,657.37 |  |  |  | 32.69 |  | 40.06 |  | 122.07 |  | 27611
27612 | Pole top fitting similar to SFA 214, cylindrical aluminium top housing of 565 mm diameter with
polyester powder finish, thermoformed clear acrylic lens, hydroformed anodised aluminium reflector
c/w control gear and 1 x 70W high pressure sodium/ metal halide lamp or 1 x 35W CDMT lamp..................................... | [19 empty] | 5,465.48 |  |  |  | 32.69 |  | 40.06 |  | 122.07 |  | 27612
27/49
27 | ELECTRICAL INSTALLATION - LIGHTING SYSTEM AND FIXTURES | [18 empty] | 27
Item | Item
LIGHTING FITTINGS (CONT'D) | [9 empty] | Take | [14 empty] | Take
Supply | [23 empty] | down | down |  |  | Fix
and | [23 empty] | and | and set |  |  | only
Pole top light fitting : - (Cont'd) | [9 empty] | fix | [13 empty] | clear | aside for
away | [24 empty] | re-use
A | [23 empty] | B | C |  |  | D
Each |  |  | $ | [20 empty] | $ | $ |  |  | $
27613 | Pole top mounted area light similar to SFA 215, one piece spun aluminium housing with cast
aluminium door, clear contoured tempered glass or polycarbonate lens, perimeter forward
throw reflector c/w extruded mounting arm, control gear and 1 x 70W high pressure
sodium/ metal halide lamp or 1 x 35W CDMT lamp............................................................................................................. | [19 empty] | 3,127.91 |  |  |  | 37.97 |  | 47.72 |  | 142.39 |  | 27613
27614 | Pole top mounted area light similar to SFA 215, one piece spun aluminium housing with cast
aluminium door, clear contoured tempered glass or polycarbonate lens, perimeter forward
throw reflector c/w extruded mounting arm, 3.5m/ 4.5m lamp pole, control gear and 1 x 70W/
150W high pressure sodium/ metal halide lamp or 1 x 35W/ 70W CDMT lamp................................................................. | [19 empty] | 6,143.32 |  |  |  | 251.73 |  | 313.98 |  | 951.30 |  | 27614
27615 | Ditto but twin lantern.............................................................................................................................................................. | [18 empty] | 9,355.73 |  |  |  | 253.20 |  | 317.14 |  | 952.42 |  | 27615
27616 | Pole top fitting similar to SFA 216, injection moulded frosted clear polycarbonate globe with decorative
finial on top of globe and spun aluminium hood c/w 3.4m lamp pole from the fitting manufacturer,
control gear and 1 x 70W high pressure sodium/ metal halide lamp or 1 x 35W CDMT lamp............................................ | [19 empty] | 35,728.33 |  |  |  | 251.73 |  | 313.98 |  | 951.30 |  | 27616
27617 | Lighting fixture similar to SFA 217, moulded aluminium housing and hood, cage of 4 moulded
aluminium rods, welded aluminium louvre, symmetrical light distribution, overall height over 1m c/w
control gear and 1 x 70W high pressure sodium/ metal halide lamp or 1 x 35W CDMT lamp............................................ | [19 empty] | 16,797.37 |  |  |  | 53.06 |  | 61.48 |  | 172.30 |  | 27617
27618 | Pole top luminaire similar to SFA 218, die cast aluminium alloy body, vandal resistant
polycarbonate globe of 500 mm diameter, anodised aluminium reflector, IP54 c/w control
gear and 1 x 70W/ 150W high pressure sodium/ metal halide lamp or 1 x 35W/ 70W CDMT lamp.................................. | [19 empty] | 4,605.03 |  |  |  | 32.54 |  | 39.89 |  | 121.58 |  | 27618
27619 | Pole top globe fitting similar to SFA 219, top half of 400 mm diameter globe being spun
aluminium with outside mat and inside anodised, acrylic or polycarbonate diffuser, IP44,
c/w control gear and 1 x 50W/ 70W HPS lamp or 1 x 35W/ 70W CDMT lamp.................................................................. | [19 empty] | 5,934.42 |  |  |  | 32.60 |  | 39.97 |  | 121.82 |  | 27619
27620 | Pole top luminaire similar to SFA 220, die cast aluminium alloy body, vandal resistant
polycarbonate diffuser, anodised aluminium reflector, IP54 c/w control gear and 1 x
50W/ 70W HPS lamp or 1 x 35W/ 70W CDMT lamp........................................................................................................... | [19 empty] | 4,228.51 |  |  |  | 32.60 |  | 39.97 |  | 121.82 |  | 27620
27621 | Ditto but double heads and c/w mounting bracket................................................................................................................. | [18 empty] | 9,295.78 |  |  |  | 34.31 |  | 43.93 |  | 130.68 |  | 27621
27622 | Side road lantern similar to SFA 221, single piece compression moulded canopy in glass
reinforced polyester resin, hinged anti-vandal polycarbonate bowl, anodised aluminium
reflector c/w control gear in separate compartment of body and 1 x 70W high pressure
sodium/ metal halide lamp or 1 x 35W CDMT lamp............................................................................................................. | [19 empty] | 2,324.87 |  |  |  | 32.60 |  | 39.97 |  | 121.82 |  | 27622
27623 | Rectangular road lighting similar to SFA 222, body of extruded aluminium sides and sheet
aluminium top, toughened soda lime glass lens, anodised aluminium reflector, IP54 c/w
control gear in hinged extruded aluminium gear tray and 1 x 100W/ 150W CDMT lamp................................................... | [19 empty] | 4,300.53 |  |  |  | 32.60 |  | 39.97 |  | 121.82 |  | 27623
27/50
27 | ELECTRICAL INSTALLATION - LIGHTING SYSTEM AND FIXTURES | [18 empty] | 27
Item | Item
LIGHTING FITTINGS (CONT'D) | [9 empty] | Take | [14 empty] | Take
Supply | [23 empty] | down | down |  |  | Fix
and | [23 empty] | and | and set |  |  | only
Wall/ Ceiling mounting luminaire : - | [9 empty] | fix | [13 empty] | clear | aside for
away | [24 empty] | re-use
A | [23 empty] | B | C |  |  | D
Each |  |  | $ | [20 empty] | $ | $ |  |  | $
27624 | 100 mm diameter white opal glass cylindrical glassware and gallery similar to SFA 6....................................................... | [18 empty] | 157.70 |  |  |  | 17.17 |  | 21.21 |  | 65.57 |  | 27624
27625 | 115 mm diameter white opal glass cylindrical glassware and gallery similar to SFA 7....................................................... | [18 empty] | 239.64 |  |  |  | 17.17 |  | 21.21 |  | 65.57 |  | 27625
27626 | Surface mounted ceiling downlight similar to SFA 223, die cast aluminium body of 150 mm
diameter, anodised aluminium reflector, IP65 c/w safety glass, control gear and 1 x 35W
metal halide discharge lamp................................................................................................................................................... | [19 empty] | 2,465.26 |  |  |  | 23.62 |  | 29.49 |  | 87.81 |  | 27626
27627 | Surface mounted ceiling downlight similar to SFA 223, die cast aluminium body of 150 mm
diameter, anodised aluminium reflector, IP65 c/w safety glass, control gear and 1 x 18W
compact fluorescent lamp....................................................................................................................................................... | [19 empty] | 1,488.47 |  |  |  | 23.62 |  | 29.49 |  | 87.81 |  | 27627
27628 | Circular surface mounted fluorescent light fitting c/w opal diffuser, 1 x 13W/ 18W compact
fluorescent lamp and electronic ballast.................................................................................................................................. | [19 empty] | 498.21 |  |  |  | 24.15 |  | 30.71 |  | 92.34 |  | 27628
27629 | Surface mounted downlight, white colour cylindrical metal in specular finish, aluminium reflector,
240 mm diameter c/w integral electronic ballast and 2 x 18W PLC lamps (4000K)............................................................ | [19 empty] | 310.58 |  |  |  | 23.71 |  | 29.62 |  | 88.17 |  | 27629
27630 | Surface mounted light fitting c/w 1 x 18W compact fluorescent lamp and electronic
ballast...................................................................................................................................................................................... | [19 empty] | 995.87 |  |  |  | 20.48 |  | 25.82 |  | 74.10 |  | 27630
27631 | Ditto with 2-hour battery pack................................................................................................................................................ | [18 empty] | 1,624.14 |  |  |  | 20.48 |  | 25.82 |  | 74.10 |  | 27631
27632 | Surface mounted light fitting, die cast aluminium body, polycarbonate diffuser, IP65,
c/w driver and 1 x 20W 2D LED lamp................................................................................................................................... | [19 empty] | 2,439.67 |  |  |  | 23.71 |  | 29.62 |  | 88.17 |  | 27632
27633 | Vandal resistant wall mounted luminaire similar to SFA 225, injection moulded polycarbonate
body, hinged injection moulded clear prismatic polycarbonate diffuser, IP65 c/w control
gear in galvanised steel tray and 1 x 13/ 18/ 26W compact fluorescent lamp....................................................................... | [19 empty] | 1,004.23 |  |  |  | 17.23 |  | 21.28 |  | 65.83 |  | 27633
27634 | Ditto but with 1 x 70W high pressure sodium lamp.............................................................................................................. | [18 empty] | 1,429.10 |  |  |  | 17.23 |  | 21.28 |  | 65.83 |  | 27634
27635 | Ditto but with 1 x 70W metal halide lamp............................................................................................................................. | [18 empty] | 1,240.30 |  |  |  | 17.23 |  | 21.28 |  | 65.83 |  | 27635
27636 | Wall mounted downlight similar to SFA 226, die cast aluminium body, anodised aluminium reflector,
190 mm diameter, IP65 c/w mounting bracket with adjustable joint up to 12°, safety glass,
control gear and 1 x 35W/ 70W CDMT lamp ....................................................................................................................... | [19 empty] | 2,766.65 |  |  |  | 17.23 |  | 21.28 |  | 65.83 |  | 27636
27637 | Surface mounted circular luminaire similar to SFA 227, die cast aluminium alloy body,
polycarbonate lens, IP55 c/w control gear and 1 x 18W/ 26W compact fluorescent lamp................................................... | [19 empty] | 812.69 |  |  |  | 23.71 |  | 29.62 |  | 88.17 |  | 27637
27638 | Wall mounted downlight similar to SFA 226, die cast aluminium body, anodised aluminium
reflector, 190 mm diameter, IP65 c/w mounting bracket with adjustable joint up to 12°,
safety glass, control gear and 1 x 18W/ 26W compact fluorescent lamp.............................................................................. | [19 empty] | 2,669.91 |  |  |  | 17.23 |  | 21.28 |  | 65.83 |  | 27638
27639 | Enclosed polycarbonate wall mounting luminaries c/w 35W/ 70W CDMT lamp with IP65
protection and vandal-resistant fixings................................................................................................................................... | [19 empty] | 1,207.20 |  |  |  | 17.23 |  | 21.28 |  | 65.83 |  | 27639
27640 | Surface ceiling and wall luminaire similar to SFA 228, die cast aluminium body, crystal glass
with optical texture or impact resistant polycarbonate diffuser, IP65 c/w control gear and
1 x 18W/ 26W compact fluorescent lamp or 1 x 35W metal halide lamp ............................................................................ | [19 empty] | 1,432.39 |  |  |  | 23.71 |  | 29.62 |  | 88.17 |  | 27640
27641 | Recessed wall luminaire similar to SFA 229, marine grade aluminium alloy body and frame,
tempered prismatic glass lens, shielded light source, IP55 c/w control gear and 1 x 70W
high pressure sodium or 1 x 70W metal halide lamp............................................................................................................. | [19 empty] | 4,264.59 |  |  |  | 23.71 |  | 29.62 |  | 88.17 |  | 27641
27/51
27 | ELECTRICAL INSTALLATION - LIGHTING SYSTEM AND FIXTURES | [18 empty] | 27
Item | Item
LIGHTING FITTINGS (CONT'D) | [9 empty] | Take | [14 empty] | Take
Supply | [23 empty] | down | down |  |  | Fix
and | [23 empty] | and | and set |  |  | only
Wall/ Ceiling mounting luminaire : - (Cont'd) | [11 empty] | fix | [11 empty] | clear | aside for
away | [24 empty] | re-use
A | [23 empty] | B | C |  |  | D
Each |  |  | $ | [20 empty] | $ | $ |  |  | $
27642 | Wall luminaire similar to SFA 230, die cast aluminium body, fully shielded light source, IP43,
c/w control gear and 1x 18W/ 26W compact fluorescent lamp or 1 x 35W CDMT lamp ................................................... | [19 empty] | 1,700.12 |  |  |  | 23.71 |  | 29.62 |  | 88.17 |  | 27642
27643 | Wall luminaire with directed light similar to SFA 231, die cast aluminium body, anodised
aluminium reflector, safety glass with optical texture, IP55 c/w control gear and 1 x 18W/ 26W
compact fluorescent lamp or 1 x 35W metal halide lamp ..................................................................................................... | [19 empty] | 2,602.11 |  |  |  | 23.71 |  | 29.62 |  | 88.17 |  | 27643
27644 | Wall luminaire with double-sided light output similar to SFA 232, die cast aluminium body, glass
optical lens, anodised aluminium reflector, IP44 c/w safety glass, control gear and 1 x 14/
18W/ 26W compact fluorescent lamp or 1 x 35W metal halide lamp .................................................................................. | [19 empty] | 1,507.91 |  |  |  | 23.71 |  | 29.62 |  | 88.17 |  | 27644
27645 | Recessed circular luminaire with shielded light similar to SFA 233, die cast aluminium body,
250 mm outside diameter, c/w matt safety glass, control gear and 1 x 18W/ 26W compact
fluorescent lamp...................................................................................................................................................................... | [19 empty] | 1,195.30 |  |  |  | 23.71 |  | 29.62 |  | 88.17 |  | 27645
27646 | Surface mounted downlight, die cast aluminium housing, IP65 and 5 - 7W LED lamp...................................................... | [18 empty] | 1,566.66 |  |  |  | 23.71 |  | 29.62 |  | 88.17 |  | 27646
27647 | Single mode LED, surface mounted luminaire, IP65 c/w 18 - 20W LED lamp.................................................................... | [18 empty] | 1,331.15 |  |  |  | 23.71 |  | 29.62 |  | 88.17 |  | 27647
27648 | Ditto c/w 2-hour emergency power pack................................................................................................................................ | [18 empty] | 1,556.13 |  |  |  | 23.71 |  | 29.62 |  | 88.17 |  | 27648
27649 | Surface mounted dual light, die cast aluminium body, polycarbonate diffuser, IP65,
c/w microwave sensor, electronic ballast, 1 x up to 3W LED lamp & 1 x 28W 2D lamp.................................................... | [19 empty] | 815.19 |  |  |  | 23.71 |  | 29.62 |  | 88.17 |  | 27649
27650 | Surface mounted dual light, die cast aluminium body, polycarbonate diffuser, IP65,
c/w microwave sensor, electronic ballast, 1 x up to 3W LED lamp & 1 x 28W 2D lamp
and 2-hour emergency power pack......................................................................................................................................... | [19 empty] | 953.59 |  |  |  | 23.71 |  | 29.62 |  | 88.17 |  | 27650
27651 | Surface mounted dual light , die cast aluminium body, polycarbonate diffuser, IP65,
c/w 120 x 360 PIR detector, electronic ballast, 1 x 7W energy saving lamp & 1 x 28W 2D lamp
and 2-hour emergency power pack......................................................................................................................................... | [19 empty] | 1,378.17 |  |  |  | 23.71 |  | 29.62 |  | 88.17 |  | 27651
27652 | Surface mounted dual light, die cast aluminium body, polycarbonate diffuser, IP65,
c/w microwave sensor, electronic ballast, 1 x 28W 2D lamp and 2-hour emergency power pack....................................... | [19 empty] | 889.18 |  |  |  | 23.71 |  | 29.62 |  | 88.17 |  | 27652
27653 | Surface mounted dual light, IP65 c/w, microwave sensor, 18 - 20W LED lamp
and 2-hour emergency power pack......................................................................................................................................... | [19 empty] | 1,698.39 |  |  |  | 23.71 |  | 29.62 |  | 88.17 |  | 27653
27654 | Weatherproof ceiling/ wall mounted down light, IP65 c/w 5 - 7W LED lamp..................................................................... | [18 empty] | 1,427.95 |  |  |  | 23.71 |  | 29.62 |  | 88.17 |  | 27654
27655 | 13W 600 mm horizontal fluorescent lighting unit c/w dual voltage safety shaver and
lamp tube................................................................................................................................................................................. | [19 empty] | 1,022.79 |  |  |  | 23.51 |  | 29.37 |  | 87.45 |  | 27655
27656 | Wall mounted fluorescent luminaire c/w 13W fluorescent lamp and control gear with
shaver supply unit to BS EN 60742........................................................................................................................................ | [19 empty] | 1,217.30 |  |  |  | 34.75 |  | 39.56 |  | 94.79 |  | 27656
27657 | Wall mounted vandal resistant light fitting similar to SFA 234, oval polycarbonate housing and
guard, opal polycarbonate diffuser, polished aluminium reflector, IP65 c/w control gear
and 2 x 9W PL lamp................................................................................................................................................................ | [19 empty] | 505.77 |  |  |  | 23.51 |  | 29.37 |  | 87.45 |  | 27657
27658 | Wall mounted vandal resistant light fitting similar to SFA 235, circular polycarbonate housing and
guard, opal polycarbonate diffuser, polished aluminium reflector, IP65 c/w control gear
and 2 x 9W PL lamp................................................................................................................................................................ | [19 empty] | 531.17 |  |  |  | 23.51 |  | 29.37 |  | 87.45 |  | 27658
27/52
27 | ELECTRICAL INSTALLATION - LIGHTING SYSTEM AND FIXTURES | [18 empty] | 27
Item | Item
LIGHTING FITTINGS (CONT'D) | [9 empty] | Take | [14 empty] | Take
Supply | [23 empty] | down | down |  |  | Fix
and | [23 empty] | and | and set |  |  | only
Wall/ Ceiling mounting luminaire : - (Cont'd) | [11 empty] | fix | [11 empty] | clear | aside for
away | [24 empty] | re-use
A | [23 empty] | B | C |  |  | D
Each |  |  | $ | [20 empty] | $ | $ |  |  | $
27659 | Rectangular recessed fitting similar to SFA 236, aluminium housing, opal toughened glass
diffuser, IP54 c/w control gear and 1 x 18W PLC lamp........................................................................................................ | [19 empty] | 719.55 |  |  |  | 29.43 |  | 36.68 |  | 109.74 |  | 27659
27660 | Ditto but similar to SFA 237 with 45° grille for directed light.............................................................................................. | [18 empty] | 719.07 |  |  |  | 29.43 |  | 36.68 |  | 109.74 |  | 27660
27661 | Wall mounted luminaire similar to SFA 238, corrosion resistant aluminium alloy body, vandal
resistant polycarbonate diffuser, IP55 c/w wall mounting base and arm, control gear and
1 x 18W PLC lamp.................................................................................................................................................................. | [19 empty] | 1,579.97 |  |  |  | 23.51 |  | 29.37 |  | 87.45 |  | 27661
27662 | Wall mounted circular luminaire similar to SFA 239, die cast aluminium alloy body, over 250 mm
diameter, half shielded and polycarbonate lens the other half, IP55 c/w control gear and
1 x 18W PLC lamp.................................................................................................................................................................. | [19 empty] | 921.93 |  |  |  | 23.51 |  | 29.37 |  | 87.45 |  | 27662
27663 | Hemispherical surface bulkhead similar to SFA 240, die cast aluminium body, over 250 mm
diameter, opal polycarbonate bowl with 4-ring quarter sphere grille, IP65 c/w control gear
and 1 x 50W HPS lamp or 1 x 35W/ 70W CDMT lamp........................................................................................................ | [19 empty] | 2,224.16 |  |  |  | 23.51 |  | 29.37 |  | 87.45 |  | 27663
27664 | Lantern similar to SFA 241, hinged transparent acrylic or polycarbonate refractor bowl, IP54 c/w
control gear in separate compartment and 1 x 70W HPS or CDMT lamp............................................................................ | [19 empty] | 1,486.87 |  |  |  | 32.46 |  | 39.81 |  | 121.30 |  | 27664
27665 | Vertical fixing adaptor for lantern similar to SFA 241.......................................................................................................... | [18 empty] | 382.40 |  |  |  | 13.23 |  | 16.93 |  | 50.91 |  | 27665
27666 | Side entry lantern similar to SFA 242, glass reinforced polyester body, hinged injection moulded
bowl, 2 aluminium alloy reflectors c/w control gear and 1 x 70W/ 100W CDMT lamp...................................................... | [19 empty] | 2,398.95 |  |  |  | 32.60 |  | 39.97 |  | 121.82 |  | 27666
27667 | Side entry lantern similar to SFA 242, glass reinforced polyester body, hinged injection moulded
bowl, 2 aluminium alloy reflectors c/w control gear and 1 x 150W CDMT lamp................................................................ | [19 empty] | 2,417.71 |  |  |  | 32.60 |  | 39.97 |  | 121.82 |  | 27667
27668 | Side entry lantern similar to SFA 242, glass reinforced polyester body, hinged injection moulded
bowl, 2 aluminium alloy reflectors c/w control gear and 1 x 250W CDMT lamp................................................................ | [19 empty] | 2,877.28 |  |  |  | 32.60 |  | 39.97 |  | 121.82 |  | 27668
27669 | Side entry lantern similar to SFA 243, die cast aluminium body, injection moulded acrylic or
polycarbonate refractor bowl c/w control gear and 1 x 70W/ 100W CDMT lamp............................................................... | [19 empty] | 2,399.97 |  |  |  | 32.60 |  | 39.97 |  | 121.82 |  | 27669
27670 | Special made wall mount bracket arm for side entry lantern comprising 1 no. 300 x 300
x 9 mm thick mild steel base plate and 1 no. 25 mm diameter x 900 mm long galvanized
steel pipe bent to shape and welded to base plate fixed to wall with 4 nos. anchor bolt
(9 mm diameter x 75 mm long).............................................................................................................................................. | [19 empty] | 328.39 |  |  |  | 21.94 |  | 27.67 |  | 82.35 |  | 27670
27/53
27 | ELECTRICAL INSTALLATION - LIGHTING SYSTEM AND FIXTURES | [18 empty] | 27
Item | Item
LIGHTING FITTINGS (CONT'D) | [9 empty] | Take | [14 empty] | Take
Supply | [23 empty] | down | down |  |  | Fix
and | [23 empty] | and | and set |  |  | only
Spot lights : - |  |  |  | fix | [19 empty] | clear | aside for
away | [24 empty] | re-use
A | [23 empty] | B | C |  |  | D
Each |  |  | $ | [20 empty] | $ | $ |  |  | $
27671 | Weatherproof spot light of die cast aluminium body c/w wire guard, stand base and
1 x 500W lamp with built-in reflector.................................................................................................................................... | [19 empty] | 209.52 |  |  |  | 13.33 |  | 17.54 |  | 52.27 |  | 27671
27672 | Spot light, in black/ white/ bronze finish with extruded aluminium profile,
90° tiltable bracket, 360° spot/ flood rotatable transadapter, reflector for
1 x 3 - 5W LED lamp suitable for light track mounting similar to SFA 244......................................................................... | [19 empty] | 643.17 |  |  |  | 13.33 |  | 17.54 |  | 52.27 |  | 27672
27673 | Recessed LED spot light, 1 x 3 - 5W LED lamp c/w hanger, anodized aluminium
reflector, lamp tube and accessories....................................................................................................................................... | [19 empty] | 310.36 |  |  |  | 13.33 |  | 17.54 |  | 52.27 |  | 27673
27674 | Recessed LED spot light, 2 x 3 - 5W LED lamp c/w hanger, anodized aluminium
reflector, lamp tubes and accessories..................................................................................................................................... | [19 empty] | 457.01 |  |  |  | 13.33 |  | 17.54 |  | 52.27 |  | 27674
27675 | Recessed LED spot light, 3 x 3 - 5W LED lamp c/w hanger, anodized aluminium
reflector, lamp tubes and accessories..................................................................................................................................... | [19 empty] | 569.83 |  |  |  | 13.33 |  | 17.54 |  | 52.27 |  | 27675
27676 | Recessed LED spot light, 4 x 3 - 5W LED lamp c/w hanger, anodized aluminium
reflector, lamp tubes and accessories..................................................................................................................................... | [19 empty] | 648.81 |  |  |  | 13.33 |  | 17.54 |  | 52.27 |  | 27676
27677 | Surface LED spot light, star wire suspended, 3 x 3 - 5W LED lamp c/w hanger, anodized
aluminium reflector, lamp tubes and accessories................................................................................................................... | [19 empty] | 671.37 |  |  |  | 13.33 |  | 17.54 |  | 52.27 |  | 27677
27678 | Surface LED spot light, row/ matrix wire suspended, 4 x 3 - 5W LED lamp c/w hanger,
anodized aluminium reflector, lamp tubes and accessories................................................................................................... | [19 empty] | 772.91 |  |  |  | 13.33 |  | 17.54 |  | 52.27 |  | 27678
27679 | Surface LED spot light, circle wire suspended, 6 x 3 - 5W LED lamp c/w hanger,
anodized aluminium reflector, lamp tubes and accessories................................................................................................... | [19 empty] | 1,167.77 |  |  |  | 13.33 |  | 17.54 |  | 52.27 |  | 27679
27680 | Surface LED spot light, matrix wire suspended, 6 x 3 - 5W LED lamp c/w hanger,
anodized aluminium reflector, lamp tubes and accessories................................................................................................... | [19 empty] | 1,167.77 |  |  |  | 13.33 |  | 17.54 |  | 52.27 |  | 27680
27681 | Surface LED spot light, matrix wire suspended, 8 x 3 - 5W LED lamp c/w hanger,
anodized aluminium reflector, lamp tubes and accessories................................................................................................... | [19 empty] | 1,585.18 |  |  |  | 13.33 |  | 17.54 |  | 52.27 |  | 27681
27682 | Beacon light fitting, 400 mm in height and diameter 150 mm ............................................................................................. | [18 empty] | 1,149.96 |  |  |  | 23.62 |  | 29.49 |  | 87.81 |  | 27682
27683 | PAR 38, 120W or 100W GLS eyeball spotlight for light track mounting ............................................................................ | [18 empty] | - |  |  |  | 17.17 |  | 21.21 |  | 65.57 |  | 27683
27684 | Surface mounted spot light accent, aluminium housing and reflector, IP65,
integral control gear c/w 1 x 35W HITT lamp (metal halide)................................................................................................ | [19 empty] | 1,107.29 |  |  |  | 17.17 |  | 21.21 |  | 65.57 |  | 27684
27/54
27 | ELECTRICAL INSTALLATION - LIGHTING SYSTEM AND FIXTURES | [18 empty] | 27
Item | Item
LIGHTING FITTINGS (CONT'D) | [9 empty] | Take | [14 empty] | Take
Supply | [23 empty] | down | down |  |  | Fix
and | [23 empty] | and | and set |  |  | only
Recessed steplight : - |  |  |  |  | fix | [18 empty] | clear | aside for
away | [24 empty] | re-use
A | [23 empty] | B | C |  |  | D
Each |  |  | $ | [20 empty] | $ | $ |  |  | $
27685 | Recessed rectangular steplight similar to SFA 246, die cast aluminium body, anodised
aluminium reflector, glare suppression and 60° light output, IP65 c/w control gear and
1 x 18W PLC lamp.................................................................................................................................................................. | [19 empty] | 1,261.72 |  |  |  | 23.71 |  | 29.62 |  | 88.17 |  | 27685
27686 | Recessed circular steplight similar to SFA 247, die cast aluminium body, IP65 c/w safety glass,
control gear and 1 x 26W PLC lamp...................................................................................................................................... | [19 empty] | 1,270.27 |  |  |  | 23.71 |  | 29.62 |  | 88.17 |  | 27686
27687 | Recessed rectangular steplight similar to SFA 248, die cast aluminium housing with 45° grille,
opal toughened glass diffuser anodised aluminium reflector, IP65 c/w control gear and
1 x 18W PLC lamp.................................................................................................................................................................. | [19 empty] | 1,238.44 |  |  |  | 23.71 |  | 29.62 |  | 88.17 |  | 27687
27688 | Recessed rectangular steplight similar to SFA 249, die cast aluminium body, anodised
aluminium reflector, IP64 c/w safety glass, control gear and 1 x 7W/ 9W PL lamp............................................................. | [19 empty] | 829.04 |  |  |  | 23.71 |  | 29.62 |  | 88.17 |  | 27688
27689 | Recessed rectangular steplight similar to SFA 250, die cast aluminium body, anodised
aluminium reflector, glare suppression and 45° light output, IP64 c/w matt safety glass,
control gear and 1 x 11W fluorescent lamp............................................................................................................................ | [19 empty] | 942.48 |  |  |  | 23.71 |  | 29.62 |  | 88.17 |  | 27689
Buried uplight : -
Each
27690 | Buried uplight similar to SFA 251, die cast aluminium housing and protective front grille,
toughened transparent glass diffuser, glass surface temperature 100°C, IP67 c/w matt
safety glass, control gear and 1 x 19W/ 23W CFL PAR 38 lamp.......................................................................................... | [19 empty] | 2,047.33 |  |  |  | 32.74 |  | 40.14 |  | 122.32 |  | 27690
27691 | Buried uplight similar to SFA 252, die cast aluminium housing and protective front grille,
aluminium rotosymmetric reflector, toughened transparent glass diffuser, glass surface
temperature 72°C, IP67 c/w control gear and 1 x 70W MBI lamp........................................................................................ | [19 empty] | 3,739.01 |  |  |  | 32.74 |  | 40.14 |  | 122.32 |  | 27691
27692 | Buried drive-over luminaire similar to SFA 253, die cast aluminium housing, 15 mm thick
toughened glass with maximum surface temperature 75°C, aluminium reflector, internal
anti-glare grid in die cast aluminium, IP67 c/w control gear and 1 x 70W metal halide
lamp......................................................................................................................................................................................... | [19 empty] | 5,490.10 |  |  |  | 32.74 |  | 40.14 |  | 122.32 |  | 27692
27693 | Buried drive-over floodlight similar to SFA 254, glass fiber reinforced polymer housing,
tempered heat resistant glass lens, adjustable hydroformed reflector c/w control gear and
1 x 70W metal halide lamp .................................................................................................................................................... | [19 empty] | 2,060.89 |  |  |  | 32.74 |  | 40.14 |  | 122.32 |  | 27693
27694 | Semi-buried fixture similar to SFA 255 for low level illumination, glass fiber reinforced polymer
housing, tempered heat resistant glass multiple zone prismatic refractor at side c/w control
gear and 1 x 50W/ 70W metal halide lamp............................................................................................................................ | [19 empty] | 5,117.20 |  |  |  | 32.74 |  | 40.14 |  | 122.32 |  | 27694
27695 | Buried uplight similar to SFA 256, injection moulded ABS housing with cast aluminium/ bronze
doors, spun aluminium reflector, tempered glass lens, IP67 c/w control gear and 1 x 70W
metal halide lamp.................................................................................................................................................................... | [19 empty] | 5,891.43 |  |  |  | 23.71 |  | 29.62 |  | 88.17 |  | 27695
27/55
27 | ELECTRICAL INSTALLATION - LIGHTING SYSTEM AND FIXTURES | [18 empty] | 27
Item | Item
LIGHTING FITTINGS (CONT'D) | [9 empty] | Take | [14 empty] | Take
Supply | [23 empty] | down | down |  |  | Fix
and | [23 empty] | and | and set |  |  | only
Buried uplight : - (Cont'd) | [9 empty] | fix | [13 empty] | clear | aside for
away | [24 empty] | re-use
A | [23 empty] | B | C |  |  | D
Each |  |  | $ | [20 empty] | $ | $ |  |  | $
27696 | Well light similar to SFA 257 for installation in 230 mm diameter 375 mm deep direct burial pipe,
spun copper housing with bronze clamping ring, convex tempered clear glass lens, cast
aluminium louvre at grade, IP67 c/w control gear in separate ballast box and 6 - 13W
LED lamp................................................................................................................................................................................ | [19 empty] | 7,417.37 |  |  |  | 23.71 |  | 29.62 |  | 88.17 |  | 27696
27697 | Buried drive-over uplight similar to SFA 258, corrosion resistant aluminium housing of 150 mm
diameter, 12 mm thick toughened glass lens, internal die cast aluminium anti-glare grid,
drive over load 3500 kg at 30 km/ h, IP67 c/w control gear and LED lamp up to 6W......................................................... | [19 empty] | 2,788.74 |  |  |  | 32.74 |  | 40.14 |  | 122.32 |  | 27697
27698 | Buried uplight similar to SFA 259, grade 304 stainless steel body of 250 mm diameter, thermal
shock resistant borosilicate glass lens, internal louvred glare shield, IP67 c/w control gear
and 1 x 26W compact fluorescent lamp................................................................................................................................. | [19 empty] | 2,507.02 |  |  |  | 32.74 |  | 40.14 |  | 122.32 |  | 27698
Indicating lamp : -
Each
27699 | Indicating lamp with polycarbonate diffuser c/w LED lamp up to 3W ................................................................................ | [18 empty] | 301.87 |  |  |  | 17.69 |  | 21.71 |  | 61.57 |  | 27699
Bollard fittings : -
Each
27700 | 1m - 1.1m high bollard similar to SFA 260, extruded aluminium housing of 180 mm diameter, vandal
resistant clear polycarbonate diffuser, anodised aluminium louvre c/w control gear and
1 x 35W/ 50W metal halide/ high pressure sodium lamp or 1 x 35W CDMT lamp............................................................. | [19 empty] | 1,993.08 |  |  |  | 32.69 |  | 40.06 |  | 122.07 |  | 27700
27701 | 1m - 1.1m high bollard similar to SFA 260, extruded aluminium housing of 180 mm diameter, vandal
resistant clear polycarbonate diffuser, anodised aluminium louvre c/w control gear and 3 - 6W
LED lamp ............................................................................................................................................................................... | [19 empty] | 2,815.86 |  |  |  | 32.69 |  | 40.06 |  | 122.07 |  | 27701
27702 | Concrete bollard similar to SFA 261, one piece precast concrete body of minimum 75 mm
thickness reinforced with internal steel cage, 13 mm thick hot dip galvanised base plate for
anchoring, clear/ opal acrylic inner lens, horizontal cast aluminium grille of minimum
thickness 6 mm, vandal resistant clear polycarbonate diffuser c/w control gear and 1 x 70W/
100W metal halide/ high pressure sodium lamp or 1 x 35W CDMT lamp........................................................................... | [19 empty] | 13,787.96 |  |  |  | 32.69 |  | 40.06 |  | 122.07 |  | 27702
27703 | 1m - 1.1m high bollard similar to SFA 262, extruded aluminium pole, aluminium alloy top and flange,
clear polycarbonate prismatic lens c/w control gear and 1 x 18W/ 26W fluorescent lamp.................................................. | [19 empty] | 5,918.48 |  |  |  | 20.52 |  | 25.87 |  | 74.23 |  | 27703
27704 | Border lighting for low level illumination similar to SFA 263, cast aluminium housing, frosted
tempered borosilicate fresnel lens at side c/w control gear and 1 x 50W/ 70W metal halide/
high pressure sodium lamp or 1 x 35W CDMT lamp............................................................................................................ | [19 empty] | 2,871.38 |  |  |  | 32.69 |  | 40.06 |  | 122.07 |  | 27704
27705 | 1m - 1.1m high bollard similar to SFA 264, cylindrical aluminium body of 150 mm diameter, clear glass bowl
with decorative ring, IP44 c/w control gear and 1 x 50W/ 70W metal halide/ high pressure sodium lamp
or 1 x 35W CDMT lamp......................................................................................................................................................... | [19 empty] | 3,541.56 |  |  |  | 32.69 |  | 40.06 |  | 122.07 |  | 27705
27706 | 1m - 1.1m high bollard similar to SFA 265, extruded aluminium pole of diameter 160 mm, die cast
aluminium body and louvre, vandal resistant clear polycarbonate lens, IP54 c/w control gear and
1 x 50W/ 70W metal halide/ high pressure sodium lamp or 1 x 35W CDMT lamp............................................................. | [19 empty] | 3,038.88 |  |  |  | 32.69 |  | 40.06 |  | 122.07 |  | 27706
27707 | Stand-alone solar power LED bollard c/w vandal resistant cast aluminium body, IP65,
impact resistance IK10, polycarbonate diffuser, self contained with solar panel,
batteries and 1 x up to 3W LED lamp.................................................................................................................................... | [19 empty] | 3,895.54 |  |  |  | 32.69 |  | 40.06 |  | 122.07 |  | 27707
27/56
27 | ELECTRICAL INSTALLATION - LIGHTING SYSTEM AND FIXTURES | [18 empty] | 27
Item | Item
LIGHTING FITTINGS (CONT'D) | [9 empty] | Take | [14 empty] | Take
Supply | [23 empty] | down | down |  |  | Fix
and | [23 empty] | and | and set |  |  | only
Fiber optic lighting system : - | [9 empty] | fix | [13 empty] | clear | aside for
away | [24 empty] | re-use
A | [23 empty] | B | C |  |  | D
Each |  |  | $ | [20 empty] | $ | $ |  |  | $
27708 | Light generator with closed halogen dichroic lamp (12V/ 50W 24 deg., Ra=100 and
colour temperature 3000K). The generator shall concentrate the luminous flux of lamps
into a fiber optic harness. Housing to be cast aluminium c/w built in transformer
(230V/ 12V 50 VA) and protective dichroic filter................................................................................................................. | [19 empty] | 1,518.88 |  |  |  | 9.33 |  | 11.78 |  | 37.41 |  | 27708
27709 | Harness, 2 meters each, made of 16 nos. of fiber optic cables (bundle of 19 optical fibers in
a cable diameter of 5 mm) meeting in parallel at the connecting end. Optical fiber to be
made of glass (70 µm diameter) or P.M.M.A. of 1 mm diameter (polymethylmethacrylate)
suitable to connect to the light generator and the optical termination................................................................................... | [19 empty] | 7,389.66 |  |  |  | 15.43 |  | 19.83 |  | 61.13 |  | 27709
27710 | Termination and accessories to put at the end of fiber optic cable equipped with an
adjustable glass lens-holder to focus from 19° to 30°............................................................................................................ | [19 empty] | 393.83 |  |  |  | 15.43 |  | 19.39 |  | 59.34 |  | 27710
27711 | Ditto with 12V/ 75W 24° lamp............................................................................................................................................... | [18 empty] | 2,277.68 |  |  |  | 15.43 |  | 19.39 |  | 59.34 |  | 27711
27712 | Ditto with 150W metal halide lamp....................................................................................................................................... | [18 empty] | 8,715.41 |  |  |  | 15.43 |  | 19.39 |  | 59.34 |  | 27712
27713 | Ditto with 200W metal halide lamp....................................................................................................................................... | [18 empty] | 9,503.00 |  |  |  | 15.43 |  | 19.39 |  | 59.34 |  | 27713
Per linear metre
27714 | Diffusing optical cable suitable to connect to the light generator of 17 mm P.M.M.A.
cable with a reflective centre core, an ultra-violet stabilized clear PVC outer protective
sheath and a clear mylar wrapping around fiber optics.......................................................................................................... | [19 empty] | 87.45 |  |  |  | 13.22 |  | 16.72 |  | 48.97 |  | 27714
Bed head light fitting : -
Each
27715 | Bed head lighting fitting with B.S. lamp holder..................................................................................................................... | [18 empty] | 758.14 |  |  |  | 14.42 |  | 16.03 |  | 54.64 |  | 27715
27716 | Ditto but with shaver supply unit........................................................................................................................................... | [18 empty] | 762.41 |  |  |  | 14.42 |  | 16.03 |  | 54.64 |  | 27716
27717 | Angle poise bedhead fitting c/w lamp.................................................................................................................................... | [18 empty] | 1,096.42 |  |  |  | 17.27 |  | 21.33 |  | 65.96 |  | 27717
External lighting for construction site : - (Items 27714 to 27718 will only be paid
for, if ordered by the Maintenance Surveyor in writing.)
Isolating step down transformer 220/ 110V, single phase, having centre tap with
secondary winding earthed so that the normal voltage of circuit to earth does not exceed
55V : -
Per set
27718 | 500 VA.................................................................................................................................................................................... | [18 empty] | 698.29 |  |  |  | 9.42 |  | 11.61 |  | 35.36 |  | 27718
27719 | 1000 VA.................................................................................................................................................................................. | [18 empty] | 1,222.85 |  |  |  | 9.42 |  | 11.61 |  | 35.36 |  | 27719
27720 | Weatherproof surface mounted fluorescent light fitting, IP65 c/w T5 fluorescent tube, T5 electronic
control gear/ electronic ballast, 1 x 28W................................................................................................................................ | [19 empty] | 1,132.34 |  |  |  | 25.67 |  | 30.94 |  | 81.78 |  | 27720
27721 | Weatherproof bulkhead fittings rated IP65 c/w glassware, 100W, 110V lamp, side/ back
cable entry, cutting, and rubber grommet or stop where applicable...................................................................................... | [19 empty] | 498.05 |  |  |  | 23.56 |  | 29.43 |  | 87.62 |  | 27721
27/57
27 | ELECTRICAL INSTALLATION - LIGHTING SYSTEM AND FIXTURES | [18 empty] | 27
Item | Item
LIGHTING FITTINGS (CONT'D)
Take | [24 empty] | Take
External lighting for construction site : - (Items 27714 to 27718 will only be paid | [16 empty] | Supply | [6 empty] | down | down |  |  | Fix
for, if ordered by the Maintenance Surveyor in writing.) (Cont'd) | [14 empty] | and | [8 empty] | and | and set |  |  | only
fix | [23 empty] | clear | aside for
Isolating step down transformer 220/ 110V, single phase, having centre tap with | [16 empty] | away | [7 empty] | re-use
secondary winding earthed so that the normal voltage of circuit to earth does not exceed
55V : - (Cont'd)
A | [23 empty] | B | C |  |  | D
Per set |  |  | $ | [20 empty] | $ | $ |  |  | $
27722 | Weatherproof bulkhead fittings rated IP65 c/w polycarbonate diffuser, 100W lamp,
110V, side/ back cable entry, cutting, and rubber grommet or stop where applicable ........................................................ | [19 empty] | 544.47 |  |  |  | 23.56 |  | 29.43 |  | 87.62 |  | 27722
Miscellaneous lighting fittings : -
Each
27723 | Surface luminaire similar to SFA 256, circular die cast aluminium casing of minimum overall
diameter 380 mm, IP65 c/w control gear and 1 x 70W SON lamp....................................................................................... | [19 empty] | 2,203.77 |  |  |  | 23.35 |  | 29.10 |  | 88.64 |  | 27723
27724 | Garage pit luminaire c/w lamp and control gear suitable for use in Zone 2 hazardous area
to IEC 60079-10...................................................................................................................................................................... | [19 empty] | 4,225.74 |  |  |  | 23.64 |  | 28.78 |  | 86.21 |  | 27724
Shades : -
Each
27725 | Shades n.e. 150 mm................................................................................................................................................................ | [18 empty] | 26.53 |  |  |  | 2.80 |  | 3.16 |  | 8.31 |  | 27725
27726 | Shades (locally made) n.e. 150 mm diameter......................................................................................................................... | [18 empty] | 15.24 |  |  |  | 2.80 |  | 3.16 |  | 8.31 |  | 27726
27727 | Coolicon shades 230 mm diameter......................................................................................................................................... | [18 empty] | 31.44 |  |  |  | 2.80 |  | 3.16 |  | 8.31 |  | 27727
27728 | Coolicon shades (locally made) 230 mm diameter................................................................................................................ | [18 empty] | 20.18 |  |  |  | 2.80 |  | 3.16 |  | 8.31 |  | 27728
27729 | Coolicon shades 280 mm diameter......................................................................................................................................... | [18 empty] | 31.52 |  |  |  | 2.80 |  | 3.16 |  | 8.31 |  | 27729
27730 | Coolicon shades (locally made) 280 mm diameter................................................................................................................ | [18 empty] | 22.35 |  |  |  | 2.80 |  | 3.16 |  | 8.31 |  | 27730
27/58
27 | ELECTRICAL INSTALLATION - LIGHTING SYSTEM AND FIXTURES | [18 empty] | 27
Item | Item
LIGHTING FITTINGS (CONT'D) | [9 empty] | Take | [14 empty] | Take
Supply | [23 empty] | down | down |  |  | Fix
and | [23 empty] | and | and set |  |  | only
Dome cover, wall mounting : - | [9 empty] | fix | [13 empty] | clear | aside for
away | [24 empty] | re-use
A | [23 empty] | B | C |  |  | D
Each |  |  | $ | [20 empty] | $ | $ |  |  | $
27731 | 65 mm diameter....................................................................................................................................................................... | [18 empty] | 25.02 |  |  |  | 3.89 |  | 4.71 |  | 13.55 |  | 27731
27732 | 87 mm diameter....................................................................................................................................................................... | [18 empty] | 28.05 |  |  |  | 3.89 |  | 4.71 |  | 13.55 |  | 27732
27733 | 125 mm diameter.................................................................................................................................................................... | [18 empty] | 33.35 |  |  |  | 3.89 |  | 4.71 |  | 13.55 |  | 27733
27734 | Dome back plate, side entry ................................................................................................................................................... | [18 empty] | 32.90 |  |  |  | 3.89 |  | 4.71 |  | 13.55 |  | 27734
Dome cover : -
Each
27735 | Dome cover 65 mm diameter.................................................................................................................................................. | [18 empty] | 24.19 |  |  |  | 3.89 |  | 4.71 |  | 13.55 |  | 27735
27736 | Dome cover 87 mm diameter.................................................................................................................................................. | [18 empty] | 25.77 |  |  |  | 3.89 |  | 4.71 |  | 13.55 |  | 27736
27737 | Dome cover 125 mm diameter................................................................................................................................................ | [18 empty] | 31.16 |  |  |  | 3.89 |  | 4.71 |  | 13.55 |  | 27737
27738 | Dome back plate, side entry.................................................................................................................................................... | [18 empty] | 31.48 |  |  |  | 3.89 |  | 4.71 |  | 13.55 |  | 27738
Sundries : -
Each
27739 | Weatherproof metal box for 250/ 400W SON control gear................................................................................................... | [18 empty] | 641.95 |  |  |  | 26.85 |  | 32.93 |  | 97.78 |  | 27739
27740 | Weatherproof metal box for 250/ 400W MBIL control gear................................................................................................. | [18 empty] | 672.77 |  |  |  | 34.43 |  | 41.71 |  | 127.29 |  | 27740
27741 | Weatherproof metal box for 750W/ 1000W MBIL control gear............................................................................................ | [18 empty] | 796.62 |  |  |  | 34.43 |  | 41.71 |  | 127.29 |  | 27741
27742 | Weatherproof metal box for 1500/ 1600W MBIL control gear............................................................................................. | [18 empty] | 816.61 |  |  |  | 34.43 |  | 41.71 |  | 127.29 |  | 27742
27743 | External control gear box c/w gear for 250W SON............................................................................................................... | [18 empty] | 1,305.97 |  |  |  | 28.11 |  | 34.75 |  | 101.54 |  | 27743
27744 | External control gear box c/w gear for 400W SON............................................................................................................... | [18 empty] | 1,517.25 |  |  |  | 28.11 |  | 34.75 |  | 101.54 |  | 27744
27745 | Pendant, plain, comprising ceiling rose, flex and B.C. lampholder (labour rates including
fixing of shade) ...................................................................................................................................................................... | [19 empty] | 54.19 |  |  |  | 7.97 |  | 9.64 |  | 29.01 |  | 27745
27/59
27 | ELECTRICAL INSTALLATION - LIGHTING SYSTEM AND FIXTURES | [18 empty] | 27
Item | Item
LAMP POLES AND ACCESSORIES | [11 empty] | Take | [12 empty] | Take
Supply | [23 empty] | down | down |  |  | Fix
and | [23 empty] | and | and set |  |  | only
Lamp poles, mild steel c/w pole cap, compression gland, mounting ring, pole bracket, | [17 empty] | fix | [5 empty] | clear | aside for
connector box, service box, control box and base plate etc. : - | [14 empty] | away | [9 empty] | re-use
A | [23 empty] | B | C |  |  | D
Each |  |  | $ | [20 empty] | $ | $ |  |  | $
27746 | n.e. 3.5 m................................................................................................................................................................................. | [18 empty] | 2,527.73 |  |  |  | 202.92 |  | 265.55 |  | 777.87 |  | 27746
27747 | 3.5 m - 4.5 m........................................................................................................................................................................... | [18 empty] | 2,945.35 |  |  |  | 248.72 |  | 312.12 |  | 949.86 |  | 27747
27748 | 4.5 m - 7.0 m .......................................................................................................................................................................... | [18 empty] | 8,031.77 |  |  |  | 378.72 |  | 475.39 |  | 1,448.02 |  | 27748
27749 | 7.0 m - 7.5 m........................................................................................................................................................................... | [18 empty] | 9,182.46 |  |  |  | 457.95 |  | 571.39 |  | 1,745.97 |  | 27749
27750 | 7.5 m - 8.0 m .......................................................................................................................................................................... | [18 empty] | 10,907.32 |  |  |  | 568.64 |  | 709.40 |  | 2,172.34 |  | 27750
27751 | 8.0 m - 10.0 m ........................................................................................................................................................................ | [18 empty] | 14,697.99 |  |  |  | 780.25 |  | 978.01 |  | 2,975.95 |  | 27751
27752 | 10.0 m - 12.0 m ...................................................................................................................................................................... | [18 empty] | 17,332.07 |  |  |  | 946.13 |  | 1,183.19 |  | 3,610.57 |  | 27752
Twin heads lamp pole for SFA 215, 127 mm square straight steel pole flange mounting,
gauge 11 galvanised steel with bronze enamel finish : -
Each
27753 | 4.2 m nominal height.............................................................................................................................................................. | [18 empty] | 5,445.59 |  |  |  | 253.20 |  | 317.14 |  | 952.42 |  | 27753
Lamp poles, tubular steel, hot dipped galvanized to BS EN ISO 1461 c/w pole cap,
compression gland, mounting ring, pole bracket, connector box, service box, control box
and base plate etc. : -
Each
27754 | n.e. 4.0 m................................................................................................................................................................................. | [18 empty] | 3,493.55 |  |  |  | 239.89 |  | 303.01 |  | 906.65 |  | 27754
27755 | 4.0 m - 4.5 m .......................................................................................................................................................................... | [18 empty] | 3,758.09 |  |  |  | 269.36 |  | 337.98 |  | 1,028.57 |  | 27755
27756 | 4.5 m - 7.0 m .......................................................................................................................................................................... | [18 empty] | 8,910.76 |  |  |  | 378.80 |  | 475.52 |  | 1,448.39 |  | 27756
27757 | 7.0 m - 7.5 m........................................................................................................................................................................... | [18 empty] | 10,133.55 |  |  |  | 445.72 |  | 556.07 |  | 1,699.09 |  | 27757
27758 | 7.5 m - 8.0 m .......................................................................................................................................................................... | [18 empty] | 12,150.44 |  |  |  | 577.99 |  | 721.04 |  | 2,207.98 |  | 27758
27759 | 8.0 m - 12.0 m ........................................................................................................................................................................ | [18 empty] | 19,323.75 |  |  |  | 938.45 |  | 1,173.60 |  | 3,581.23 |  | 27759
Lamp poles, tubular steel, hot dipped galvanized to BS EN ISO 1461, wall mounted
c/w pole cap, compression gland, mounting ring, pole bracket, connector box, service box,
control box and base plate etc. : -
Each
27760 | n.e. 3.5 m................................................................................................................................................................................. | [18 empty] | 3,210.17 |  |  |  | 210.02 |  | 274.86 |  | 805.10 |  | 27760
27761 | 3.5 m - 4.0 m........................................................................................................................................................................... | [18 empty] | 3,645.53 |  |  |  | 239.20 |  | 302.14 |  | 904.02 |  | 27761
27762 | 4.0 m - 4.5 m .......................................................................................................................................................................... | [18 empty] | 3,975.47 |  |  |  | 261.20 |  | 327.72 |  | 997.38 |  | 27762
27763 | 4.5 m - 7.0 m .......................................................................................................................................................................... | [18 empty] | 8,120.92 |  |  |  | 385.38 |  | 483.73 |  | 1,473.49 |  | 27763
27/60
27 | ELECTRICAL INSTALLATION - LIGHTING SYSTEM AND FIXTURES | [18 empty] | 27
Item | Item
LAMP POLES AND ACCESSORIES (CONT'D)
Take | [24 empty] | Take
Supply | [23 empty] | down | down |  |  | Fix
Lamp poles, tubular steel, hot dipped galvanized to BS EN ISO 1461, wall mounted | [17 empty] | and | [5 empty] | and | and set |  |  | only
c/w pole cap, compression gland, mounting ring, pole bracket, connector box, service box, | [17 empty] | fix | [5 empty] | clear | aside for
control box and base plate etc. : - (Cont'd) | [11 empty] | away | [12 empty] | re-use
A | [23 empty] | B | C |  |  | D
Each |  |  | $ | [20 empty] | $ | $ |  |  | $
27764 | 7.0 m - 7.5 m........................................................................................................................................................................... | [18 empty] | 10,303.74 |  |  |  | 461.80 |  | 576.20 |  | 1,760.66 |  | 27764
27765 | Hot-dip galvanized flange mounted type tapered polygonal high mast of 30 m nominal
mounting height c/w raising and lowering system and head frame for mounting maximum
24 nos. of luminaires with the supply of foundation bolts/ nuts/ washers............................................................................. | [19 empty] | 40,137.63 |  |  | 6,641.11 |  |  | 11,068.71 |  | 28,484.92 |  | 27765
(The actual rate should be : $401,376.30 for Item 27765A)
27766 | 4.8 m - 5.0 m aluminium lamp pole ....................................................................................................................................... | [18 empty] | 24,833.11 |  |  | 258.13 |  |  | 322.63 |  | 988.70 |  | 27766
Accessories : -
Each
27767 | Compression gland ................................................................................................................................................................. | [18 empty] | 184.57 |  |  | 11.83 |  |  | 15.33 |  | 45.17 |  | 27767
27768 | Working platform (hot dip galvanized steel).......................................................................................................................... | [18 empty] | 1,495.28 |  |  | 203.10 |  |  | 244.66 |  | 616.38 |  | 27768
27769 | Metal hot dip galvanized cover for weatherproof service box on lamp pole c/w gaskets,
screws and washers ................................................................................................................................................................ | [19 empty] | 446.22 |  |  | 8.96 |  |  | 10.70 |  | 26.99 |  | 27769
27770 | Double head lamp pole bracket at 4.5 m lamp pole, including modification of the 4.5 m
lamp pole and removal of the original bracket....................................................................................................................... | [19 empty] | 354.50 |  |  | 20.54 |  |  | 25.11 |  | 73.98 |  | 27770
27771 | Pole cap................................................................................................................................................................................... | [18 empty] | 238.94 |  |  | 16.87 |  |  | 21.32 |  | 64.42 |  | 27771
27772 | Connector box......................................................................................................................................................................... | [18 empty] | 271.88 |  |  | 14.42 |  |  | 18.24 |  | 56.31 |  | 27772
27773 | Service box.............................................................................................................................................................................. | [18 empty] | 272.34 |  |  | 18.71 |  |  | 23.63 |  | 71.43 |  | 27773
27774 | Control box.............................................................................................................................................................................. | [18 empty] | 281.67 |  |  | 18.71 |  |  | 23.63 |  | 71.43 |  | 27774
27775 | Grade 316 stainless steel angle adjustable mounting frame for 400W floodlight................................................................. | [18 empty] | 308.06 |  |  | 7.31 |  |  | 10.13 |  | 28.15 |  | 27775
27/61
27 | ELECTRICAL INSTALLATION - LIGHTING SYSTEM AND FIXTURES | [18 empty] | 27
Item | Item
EMERGENCY LIGHTING
Take | [24 empty] | Take
Exit sign box to BS 5499-1: 2002, BS 5499-4: 2000, BS EN 60598-1: 2008, | [16 empty] | Supply | [5 empty] | down |  | down |  |  | Fix
BS EN 60598-2-22: 1998+A2: 2008, BS 5266-1: 2011, BS EN 50172: 2004 | [16 empty] | and | [5 empty] | and |  | and set |  |  | only
and BS EN 1838: 1999 c/w lamp, NiMH battery for 2 hours, charger, automatic | [16 empty] | fix | [5 empty] | clear |  | aside for
changeover device, inverter/ ballast indications and switch, cables, conduits (surface | [17 empty] | away | [6 empty] | re-use
or concealed in partitions and ceiling), all necessary accessories and connection to
power supply switch/ terminal : -
A | [22 empty] | B |  | C |  |  | D
Each |  |  | $ | [19 empty] | $ |  | $ |  |  | $
27776 | Exit sign box, 400 - 650 mm long.......................................................................................................................................... | [18 empty] | 952.99 |  |  | 64.68 |  |  | 75.46 |  | 275.92 |  | 27776
27777 | Exit sign box without battery, charger and changeover, 400 - 650 mm long........................................................................ | [18 empty] | 675.64 |  |  | 64.68 |  |  | 75.46 |  | 275.92 |  | 27777
27778 | Exit sign box using LED as light source, 400 - 650 mm long............................................................................................... | [18 empty] | 974.57 |  |  | 64.68 |  |  | 75.46 |  | 275.92 |  | 27778
27779 | Exit sign box using LED as light source without battery, charger and
changeover, 400 - 650 mm long............................................................................................................................................. | [19 empty] | 741.31 |  |  | 64.68 |  |  | 75.46 |  | 275.92 |  | 27779
27780 | Exit sign box using LED as light source, 600 - 1200 mm long, automatic discharge and recharge monthly...................... | [18 empty] | 1,066.60 |  |  | 64.68 |  |  | 75.46 |  | 275.92 |  | 27780
Exit sign plate or directional sign plate to BS 5499-1: 2002,
BS 5499-4: 2000, BS EN 60598-1: 2008, BS EN 60598-2-22: 1998+A2: 2008,
BS 5266-1: 2011, BS EN 50172: 2004 and BS EN 1838: 1999 c/w lamp, NiMH
battery for 2 hours, charger, automatic changeover device, clear perspex front plate, coloured
perspex back plates plugging and screwing to wall and all necessary accessories and connection
to power supply switch/ terminal, suitable for ceiling suspension/ wall mounting : -
Each
27781 | Exit sign plate or directional sign plate, using fluorescent tube as light source,
400 - 650 mm long.................................................................................................................................................................. | [19 empty] | 921.30 |  |  | 64.68 |  |  | 75.46 |  | 275.92 |  | 27781
27782 | Exit sign plate or directional sign plate using LED as light source, 400 - 650 mm long...................................................... | [18 empty] | 308.06 |  |  | 64.68 |  |  | 75.46 |  | 275.92 |  | 27782
27783 | Exit sign plate or directional sign plate using LED as light source, 1200 mm long............................................................. | [18 empty] | 1,052.90 |  |  | 64.68 |  |  | 75.46 |  | 275.92 |  | 27783
27784 | Exit sign plate or directional sign plate using LED as light source, 400 - 600 mm long,
automatic discharge and recharge monthly............................................................................................................................ | [19 empty] | 947.61 |  |  | 64.68 |  |  | 75.46 |  | 275.92 |  | 27784
27785 | Exit sign plate or directional sign plate using LED as light source, 400 mm long
c/w NiMH battery for 3 hours................................................................................................................................................. | [19 empty] | 1,129.70 |  |  | 64.68 |  |  | 75.46 |  | 275.92 |  | 27785
27786 | Exit sign plate or directional sign plate using LED as light source, 400 mm long, recess mounted.................................... | [18 empty] | 980.38 |  |  | 64.68 |  |  | 75.46 |  | 275.92 |  | 27786
27/62
27 | ELECTRICAL INSTALLATION - LIGHTING SYSTEM AND FIXTURES | [18 empty] | 27
Item | Item
EMERGENCY LIGHTING (CONT'D)
Take | [24 empty] | Take
Central battery power supply system for emergency lighting | [14 empty] | Supply | [7 empty] | down |  | down |  |  | Fix
and | [22 empty] | and |  | and set |  |  | only
fix | [22 empty] | clear |  | aside for
Central power supply, monitoring and control panel c/w rectifier/ charger, inverter, | [17 empty] | away | [6 empty] | re-use
storage and all necessary accessories of the battery, switchgear, zone indication and
control software and instrumentation, controlling following capacity : -
A | [22 empty] | B |  | C |  |  | D
Each |  |  | $ | [19 empty] | $ |  | $ |  |  | $
27787 | below 100 Ah.......................................................................................................................................................................... | [18 empty] | 22,083.39 |  |  | 35.56 |  |  | 38.80 |  | 156.29 |  | 27787
27788 | 100 - 200 Ah............................................................................................................................................................................ | [18 empty] | 41,541.15 |  |  | 36.64 |  |  | 39.89 |  | 174.61 |  | 27788
27789 | 200 - 300 Ah............................................................................................................................................................................ | [18 empty] | 60,065.21 |  |  | 37.72 |  |  | 40.98 |  | 189.70 |  | 27789
27790 | 300 - 400 Ah............................................................................................................................................................................ | [18 empty] | 77,337.30 |  |  | 38.80 |  |  | 42.04 |  | 206.95 |  | 27790
27791 | 400 - 500 Ah............................................................................................................................................................................ | [18 empty] | 83,368.82 |  |  | 46.35 |  |  | 49.59 |  | 259.77 |  | 27791
UPS or static inverter system c/w static transfer switch with synchronizing and phase
maintenance bypass switch, storage battery, charger, rectifier, inverter and lock
equipment, controlling following capacity : -
Each
27792 | below 100 Ah.......................................................................................................................................................................... | [18 empty] | 25,257.56 |  |  | 24.79 |  |  | 42.04 |  | 180.00 |  | 27792
27793 | 100 - 200 Ah............................................................................................................................................................................ | [18 empty] | 46,743.61 |  |  | 43.12 |  |  | 46.35 |  | 200.48 |  | 27793
27794 | 200 - 300 Ah............................................................................................................................................................................ | [18 empty] | 68,735.08 |  |  | 44.19 |  |  | 47.42 |  | 220.97 |  | 27794
27795 | 300 - 400 Ah............................................................................................................................................................................ | [18 empty] | 88,716.22 |  |  | 46.35 |  |  | 48.50 |  | 241.44 |  | 27795
27796 | 400 - 500 Ah............................................................................................................................................................................ | [18 empty] | 95,158.56 |  |  | 54.97 |  |  | 57.12 |  | 299.65 |  | 27796
27/63
27 | ELECTRICAL INSTALLATION - LIGHTING SYSTEM AND FIXTURES | [18 empty] | 27
Item | Item
EMERGENCY LIGHTING (CONT'D) | [11 empty] | Take | [12 empty] | Take
Supply | [22 empty] | down |  | down |  |  | Fix
and | [22 empty] | and |  | and set |  |  | only
Emergency lighting fittings : - | [9 empty] | fix | [12 empty] | clear |  | aside for
away | [24 empty] | re-use
A | [22 empty] | B |  | C |  |  | D
Each |  |  | $ | [19 empty] | $ |  | $ |  |  | $
27797 | Centrally supplied emergency lighting unit 5W - 40W, to BS EN 60598-2-22 (without
battery) c/w heat resistant cable, conduits, all necessary accessories and connection to
central control panel ............................................................................................................................................................... | [19 empty] | 622.59 |  |  | 49.59 |  |  | 57.12 |  | 210.18 |  | 27797
27798 | Emergency luminaire, 10W, 12V, to BS EN60598-2-22 c/w heat resistant cable, conduits,
all necessary accessories and connection to central control panel ........................................................................................ | [19 empty] | 662.33 |  |  | 49.59 |  |  | 57.12 |  | 210.18 |  | 27798
Self-contained emergency lighting unit, weather and vandal resistant c/w NiMH
battery, charger, automatic changeover device and all necessary accessories : -
Each
27799 | Luminaire 28W, 2D, with 2 hours battery operating capacity............................................................................................... | [18 empty] | 817.42 |  |  | 51.75 |  |  | 60.36 |  | 219.88 |  | 27799
27800 | T8 fluorescent lamp with 2 hours battery operating capacity, electronic ballast, 18/ 36/ 54 W........................................... | [18 empty] | - |  |  | 51.75 |  |  | 60.36 |  | 219.88 |  | 27800
27801 | T5 fluorescent lamp with 2 hours battery operating capacity, electronic ballast, 14W......................................................... | [18 empty] | 817.17 |  |  | 51.75 |  |  | 60.36 |  | 219.88 |  | 27801
27802 | Ditto, 28W............................................................................................................................................................................... | [18 empty] | 916.53 |  |  | 51.75 |  |  | 60.36 |  | 219.88 |  | 27802
27803 | Ditto, 35W............................................................................................................................................................................... | [18 empty] | 1,018.72 |  |  | 51.75 |  |  | 60.36 |  | 219.88 |  | 27803
27804 | Ditto, 49W............................................................................................................................................................................... | [18 empty] | 1,157.48 |  |  | 51.75 |  |  | 60.36 |  | 219.88 |  | 27804
27805 | Ditto, 54W............................................................................................................................................................................... | [18 empty] | 1,377.64 |  |  | 51.75 |  |  | 60.36 |  | 219.88 |  | 27805
27/64
27 | ELECTRICAL INSTALLATION - LIGHTING SYSTEM AND FIXTURES | [18 empty] | 27
Item | Item
EMERGENCY LIGHTING (CONT'D) | [11 empty] | Take | [12 empty] | Take
Supply | [22 empty] | down |  | down |  |  | Fix
and | [22 empty] | and |  | and set |  |  | only
Self-contained emergency lighting unit c/w NiMH battery, charger, automatic | [16 empty] | fix | [5 empty] | clear |  | aside for
changeover device and all necessary accessories : - | [12 empty] | away | [11 empty] | re-use
A | [22 empty] | B |  | C |  |  | D
Each |  |  | $ | [19 empty] | $ |  | $ |  |  | $
27806 | Non-maintained type 6V, 10W tungsten halogen recessed emergency luminaries with a red
LED to indicate lamp filament failure c/w nickel-metal hydride emergency power pack and
silver aluminum reflector of 112 mm diameter...................................................................................................................... | [19 empty] | - |  |  | 24.06 |  |  | 29.58 |  | 81.50 |  | 27806
27807 | Non-maintained type 12V, 2 x 2W LED Light source, recessed ceiling mounted type
emergency luminaries with Green/ Red/ Yellow LED to indicate main on/ charging/ fault
signal, c/w 2-hour NiMH emergency power pack.................................................................................................................. | [19 empty] | 1,702.65 |  |  | 31.05 |  |  | 41.57 |  | 162.19 |  | 27807
27808 | Non-maintained type 12V, 2 x 2W LED Light source, wall mounted type emergency
luminaries with Green/ Red/ Yellow LED to indicate main on/ charging/ fault signal,
c/w 2-hour NiMH emergency power pack.............................................................................................................................. | [19 empty] | 1,596.20 |  |  | 28.94 |  |  | 37.78 |  | 148.85 |  | 27808
27809 | Non-maintained type 12V, 3W LED Light source, recessed ceiling mounted type
emergency luminaries with Green/ Red/ Yellow LED to indicate main on/ charging/ fault
signal c/w 2-hour NiMH emergency power pack................................................................................................................... | [19 empty] | 972.59 |  |  | 31.05 |  |  | 41.57 |  | 162.19 |  | 27809
27810 | Non-maintained type 12V, 3W LED Light source, recessed ceiling mounted type
emergency luminaries with Green/ Red/ Yellow LED to indicate main on/ charging/ fault
signal c/w 3 hours NiMH emergency power pack................................................................................................................. | [19 empty] | 1,091.14 |  |  | 31.05 |  |  | 41.57 |  | 162.19 |  | 27810
27811 | Non-maintained type 12V, 3W LED Light source, wall mounted type emergency
luminaries with Green/ Red/ Yellow LED to indicate main on/ charging/ fault signal,
c/w 2-hour NiMH emergency power pack.............................................................................................................................. | [19 empty] | 911.78 |  |  | 28.94 |  |  | 37.78 |  | 148.85 |  | 27811
27812 | Non-maintained type 12V, 3W LED Light source, wall mounted type emergency
luminaries with Green/ Red/ Yellow LED to indicate main on/ charging/ fault signal,
c/w 3 hours NiMH emergency power pack............................................................................................................................ | [19 empty] | 917.57 |  |  | 28.94 |  |  | 37.78 |  | 148.85 |  | 27812
27813 | Non-maintained type 12V, 2 x 3W LED Light source, recessed ceiling mounted type
emergency luminaries with Green/ Red/ Yellow LED to indicate main on/ charging/ fault
signal c/w 2-hour NiMH emergency power pack................................................................................................................... | [19 empty] | 2,284.23 |  |  | 31.05 |  |  | 41.57 |  | 162.19 |  | 27813
27814 | Non-maintained type 12V, 2 x 3W LED Light source, recessed ceiling mounted type
emergency luminaries with Green/ Red/ Yellow LED to indicate main on/ charging/ fault
signal c/w 3 hours NiMH emergency power pack................................................................................................................. | [19 empty] | 2,562.64 |  |  | 31.05 |  |  | 41.57 |  | 162.19 |  | 27814
27815 | Non-maintained type 12V, 2 x 3W LED Light source, wall mounted type emergency
luminaries with Green/ Red/ Yellow LED to indicate main on/ charging/ fault signal,
c/w 2-hour NiMH emergency power pack.............................................................................................................................. | [19 empty] | 2,141.42 |  |  | 28.94 |  |  | 37.78 |  | 148.85 |  | 27815
27816 | Non-maintained type 12V, 2 x 3W LED Light source, wall mounted type emergency
luminaries with Green/ Red/ Yellow LED to indicate main on/ charging/ fault signal,
c/w 3 hours NiMH emergency power pack............................................................................................................................ | [19 empty] | 2,417.67 |  |  | 28.94 |  |  | 37.78 |  | 148.85 |  | 27816
27817 | Modification of the luminaire for connection to the central control panel and centrally
supplied emergency lighting point including power supply and control cable installed inside
flexible conduit....................................................................................................................................................................... | [19 empty] | 307.27 |  |  | - |  |  | - |  | - |  | 27817
27/65
27 | ELECTRICAL INSTALLATION - LIGHTING SYSTEM AND FIXTURES | [18 empty] | 27
Item | Item
EMERGENCY LIGHTING (CONT'D) | [11 empty] | Take | [12 empty] | Take
Supply | [22 empty] | down |  | down |  |  | Fix
and | [22 empty] | and |  | and set |  |  | only
NiMH battery and charger kit for self-contained emergency luminaire : - | [16 empty] | fix | [5 empty] | clear |  | aside for
away | [24 empty] | re-use
A | [22 empty] | B |  | C |  |  | D
Each |  |  | $ | [19 empty] | $ |  | $ |  |  | $
27818 | Charger kit installed inside surface mounted luminaire including necessary modification for
the addition of the kit.............................................................................................................................................................. | [19 empty] | 284.13 |  |  | 11.43 |  |  | 12.02 |  | 70.06 |  | 27818
27819 | Charger kit installed inside recessed mounted luminaire including necessary modification for
the addition of the kit.............................................................................................................................................................. | [19 empty] | 282.77 |  |  | 11.43 |  |  | 12.02 |  | 70.06 |  | 27819
27820 | Charger kit installed inside a metal box mounted next to and connected to the recessed
mounted luminaire including necessary modification for the addition of the kit.................................................................. | [19 empty] | 487.71 |  |  | 11.43 |  |  | 12.02 |  | 70.06 |  | 27820
27/66
27 | ELECTRICAL INSTALLATION - LIGHTING SYSTEM AND FIXTURES | [18 empty] | 27
Item | Item
LED LIGHT STRIPS
Take | [24 empty] | Take
Supply | [22 empty] | down |  | down |  |  | Fix
Surface mounted flexible LED light strips; LED mounted on printed circuit board, | [17 empty] | and |  |  |  |  | and |  | and set |  |  | only
complete with power input cables, power lead connectors, strip to strip connectors, | [17 empty] | fix |  |  |  |  | clear |  | aside for
corner connectors, self adhesive backing, etc. : - | [11 empty] | away | [12 empty] | re-use
A | [22 empty] | B |  | C |  |  | D
Per linear metre |  |  |  |  | $ | [17 empty] | $ |  | $ |  |  | $
27821 | Single colour flexible LED light strips; 12V DC; 4 to 8W/ m............................................................................................... | [18 empty] | 131.59 |  |  | 7.34 |  |  | 8.81 |  | 11.73 |  | 27821
27822 | Single colour flexible LED light strips; 12V DC; 8 to 12W/ m............................................................................................. | [18 empty] | 150.90 |  |  | 7.34 |  |  | 8.81 |  | 11.73 |  | 27822
27823 | Single colour flexible LED light strips; 12V DC; 12 to 16W/ m........................................................................................... | [18 empty] | 171.55 |  |  | 7.34 |  |  | 8.81 |  | 11.73 |  | 27823
27824 | Single colour flexible LED light strips; 12V DC; 4 to 8W/ m; IP68..................................................................................... | [18 empty] | 173.35 |  |  | 7.34 |  |  | 8.81 |  | 11.73 |  | 27824
27825 | Single colour flexible LED light strips; 12V DC; 8 to 12W/ m; IP68................................................................................... | [18 empty] | 192.65 |  |  | 7.34 |  |  | 8.81 |  | 11.73 |  | 27825
27826 | Single colour flexible LED light strips; 12V DC; 12 to 16W/ m; IP68................................................................................. | [18 empty] | 213.32 |  |  | 7.34 |  |  | 8.81 |  | 11.73 |  | 27826
LED driver power supply c/w metal/ PVC casing : -
Each
27827 | 12W; 12V................................................................................................................................................................................ | [18 empty] | 193.77 |  |  | 14.67 |  |  | 17.60 |  | 23.47 |  | 27827
27828 | 18W; 12V................................................................................................................................................................................ | [18 empty] | 202.09 |  |  | 14.67 |  |  | 17.60 |  | 23.47 |  | 27828
27829 | 36W; 12V................................................................................................................................................................................ | [18 empty] | 240.49 |  |  | 14.67 |  |  | 17.60 |  | 23.47 |  | 27829
27830 | 60W; 12V................................................................................................................................................................................ | [18 empty] | 255.75 |  |  | 14.67 |  |  | 17.60 |  | 23.47 |  | 27830
27831 | 100W; 12V.............................................................................................................................................................................. | [18 empty] | 443.69 |  |  | 14.67 |  |  | 17.60 |  | 23.47 |  | 27831
27832 | 150W; 12V.............................................................................................................................................................................. | [18 empty] | 465.92 |  |  | 14.67 |  |  | 17.60 |  | 23.47 |  | 27832
27833 | 240W; 12V.............................................................................................................................................................................. | [18 empty] | 720.79 |  |  | 14.67 |  |  | 17.60 |  | 23.47 |  | 27833
27834 | 320W; 12V.............................................................................................................................................................................. | [18 empty] | 756.70 |  |  | 14.67 |  |  | 17.60 |  | 23.47 |  | 27834
27835 | 18W; 12V; IP67...................................................................................................................................................................... | [18 empty] | 194.44 |  |  | 14.67 |  |  | 17.60 |  | 23.47 |  | 27835
27836 | 36W; 12V; IP67...................................................................................................................................................................... | [18 empty] | 245.65 |  |  | 14.67 |  |  | 17.60 |  | 23.47 |  | 27836
27837 | 60W; 12V; IP67...................................................................................................................................................................... | [18 empty] | 257.78 |  |  | 14.67 |  |  | 17.60 |  | 23.47 |  | 27837
27838 | 100W; 12V; IP67.................................................................................................................................................................... | [18 empty] | 463.90 |  |  | 14.67 |  |  | 17.60 |  | 23.47 |  | 27838
27839 | 150W; 12V; IP67.................................................................................................................................................................... | [18 empty] | 502.98 |  |  | 14.67 |  |  | 17.60 |  | 23.47 |  | 27839
27840 | 240W; 12V; IP67.................................................................................................................................................................... | [18 empty] | 752.11 |  |  | 14.67 |  |  | 17.60 |  | 23.47 |  | 27840
27/67
27 | ELECTRICAL INSTALLATION - LIGHTING SYSTEM AND FIXTURES | [18 empty] | 27
Item | Item
SIMPLIFIED ITEMS
Take | [24 empty] | Take
Section 1 : Installation by galvanized steel surface conduit system/ concealed | [16 empty] | Supply | [5 empty] | down |  | down |  |  | Fix
conduit system |  |  |  |  | and | [17 empty] | and |  | and set |  |  | only
fix | [22 empty] | clear |  | aside for
away | [24 empty] | re-use
Lighting point/ occupancy sensor point/ motion detector point : -
A | [22 empty] | B |  | C |  |  | D
Each |  |  | $ | [19 empty] | $ |  | $ |  |  | $
27841 | Lighting point/ occupancy sensor point/ motion detector point c/w trunking, conduits, boxes,
PVC cables and all necessary accessories, same rate as (supply & fix) rate will be made even
if there is no provision of new concealed conduit facilities, but the rate shall further include
the taking down and clearing away of existing cables........................................................................................................... | [19 empty] | 395.46 |  |  | 102.70 |  |  | - |  | - |  | 27841
27842 | Lighting point/ occupancy sensor point/ motion detector point c/w trunking, conduits, boxes,
OHLS cables and all necessary accessories, same rate as (supply & fix) rate will be made even
if there is no provision of new concealed conduit facilities, but the rate shall further include
the taking down and clearing away of existing cables........................................................................................................... | [19 empty] | 407.88 |  |  | 102.70 |  |  | - |  | - |  | 27842
Add 8% to either of Items 27837 to 27838 inclusive for provision of circuit protective
conductor to MCB board in full length of conduit, another 8% for provision of additional
cable to feed maintained light point and again another 8% for provision of additional
cable to feed reasonable & separate control of a twin/ triplet light fitting.
Lighting switch point : -
Each
27843 | Lighting switch point c/w trunking, conduits, boxes, PVC cables and all necessary accessories,
same rate as (supply & fix) rate will be made even if there is no provision of new concealed
conduit facilities, but the rate shall further include the taking down and clearing away of
existing cables......................................................................................................................................................................... | [19 empty] | 202.42 |  |  | 50.60 |  |  | - |  | - |  | 27843
27844 | Lighting switch point c/w trunking, conduits, boxes, OHLS cables and all necessary accessories,
same rate as (supply & fix) rate will be made even if there is no provision of new concealed
conduit facilities, but the rate shall further include the taking down and clearing away of
existing cables......................................................................................................................................................................... | [19 empty] | 232.37 |  |  | 55.77 |  |  | - |  | - |  | 27844
27/68
27 | ELECTRICAL INSTALLATION - LIGHTING SYSTEM AND FIXTURES | [18 empty] | 27
Item | Item
SIMPLIFIED ITEMS (CONT'D)
Take | [24 empty] | Take
Supply | [22 empty] | down |  | down |  |  | Fix
Section 2 : Installation by PVC surface conduit system | [13 empty] | and | [8 empty] | and |  | and set |  |  | only
fix | [22 empty] | clear |  | aside for
away | [24 empty] | re-use
Lighting point/ occupancy sensor point/ motion detector point : -
A | [22 empty] | B |  | C |  |  | D
Each |  |  | $ | [19 empty] | $ |  | $ |  |  | $
27845 | Lighting point/ occupancy sensor point/ motion detector point c/w trunking, conduits,
boxes, PVC cables, circuit protective conductor and all necessary accessories.................................................................... | [19 empty] | 297.02 |  |  | 74.00 |  |  | - |  | - |  | 27845
Add 8% to Item 27841 for provision of additional cable to feed reasonable & separate
control of a twin/ triplet light fitting
Lighting switch point : -
Each
27846 | Lighting switch point c/w trunking, conduits, boxes, PVC cables and all necessary accessories ....................................... | [18 empty] | 136.94 |  |  | 32.86 |  |  | - |  | - |  | 27846
Section 3 : Installation by surface wiring system
Lighting point : -
Each
27847 | Lighting point c/w PVC/ PVC cables, circuit protective conductor,
boxes and all necessary accessories........................................................................................................................................ | [19 empty] | 207.29 |  |  | 32.74 |  |  | - |  | - |  | 27847
Add 8% to item 27843 for provision of additional cable to feed reasonable & separate control
of a twin/ triplet light fitting
Lighting switch point : -
Each
27848 | Lighting switch point c/w PVC/ PVC cables, circuit protective conductor, boxes and all
necessary accessories.............................................................................................................................................................. | [19 empty] | 78.71 |  |  | 11.80 |  |  | - |  | - |  | 27848
27/69
Section 28
ELECTRICAL INSTALLATION -
SMALL POWER DISTRIBUTION
28 | ELECTRICAL INSTALLATION - SMALL POWER DISTRIBUTION | [18 empty] | 28
Item | Item
KWH METERS AND BOXES | [9 empty] | Take | [14 empty] | Take
Supply | [22 empty] | down |  | down |  |  | Fix
and | [22 empty] | and |  | and set |  |  | only
KWH Meter : - |  |  |  |  | fix | [17 empty] | clear |  | aside for
away | [24 empty] | re-use
A | [22 empty] | B |  | C |  |  | D
Each |  |  | $ | [19 empty] | $ |  | $ |  |  | $
28001 | 63A single-phase meter........................................................................................................................................................... | [18 empty] | 694.85 |  |  | 15.36 |  |  | 20.01 |  | 59.58 |  | 28001
28002 | 80A ditto.................................................................................................................................................................................. | [18 empty] | 703.57 |  |  | 15.36 |  |  | 20.01 |  | 59.58 |  | 28002
28003 | 100A ditto................................................................................................................................................................................ | [18 empty] | 854.50 |  |  | 15.36 |  |  | 20.01 |  | 59.58 |  | 28003
28004 | 63A/ 100A three-phase (4-wire) whole current meter........................................................................................................... | [18 empty] | 1,415.57 |  |  | 19.27 |  |  | 23.92 |  | 74.82 |  | 28004
28005 | 200A to 2000A current transformers operated meter
(current transformers to be measured separately)................................................................................................................... | [19 empty] | 1,415.57 |  |  | 19.27 |  |  | 23.92 |  | 74.82 |  | 28005
Metal boxes for above KWH meters, approved type : -
Each
28006 | Up to 100A single-phase......................................................................................................................................................... | [18 empty] | 184.57 |  |  | 12.09 |  |  | 15.36 |  | 48.15 |  | 28006
28007 | Up to 2000A three-phase........................................................................................................................................................ | [18 empty] | 184.57 |  |  | 12.09 |  |  | 15.36 |  | 48.15 |  | 28007
28008 | Metal box for 4 nos. current transformers.............................................................................................................................. | [18 empty] | 196.67 |  |  | 15.36 |  |  | 20.01 |  | 60.00 |  | 28008
Measuring Current Transformer : -
Each
28009 | 100/ 5A ratio........................................................................................................................................................................... | [18 empty] | 184.87 |  |  | 14.71 |  |  | 18.72 |  | 57.84 |  | 28009
28010 | 200/ 5A ratio........................................................................................................................................................................... | [18 empty] | 193.58 |  |  | 14.71 |  |  | 18.72 |  | 57.84 |  | 28010
28011 | 400/ 5A ratio........................................................................................................................................................................... | [18 empty] | 283.86 |  |  | 14.71 |  |  | 18.72 |  | 57.84 |  | 28011
28012 | 500/ 5A ratio........................................................................................................................................................................... | [18 empty] | 288.91 |  |  | 14.71 |  |  | 18.72 |  | 57.84 |  | 28012
28013 | 600/ 5A ratio........................................................................................................................................................................... | [18 empty] | 292.16 |  |  | 14.71 |  |  | 18.72 |  | 57.84 |  | 28013
28014 | 1000/ 5A ratio......................................................................................................................................................................... | [18 empty] | 302.74 |  |  | 14.71 |  |  | 18.72 |  | 57.84 |  | 28014
28015 | 2000/ 5A ratio......................................................................................................................................................................... | [18 empty] | 429.31 |  |  | 14.71 |  |  | 18.72 |  | 57.84 |  | 28015
28/1
28 | ELECTRICAL INSTALLATION - SMALL POWER DISTRIBUTION | [18 empty] | 28
Item | Item
KWH METERS AND BOXES (CONT'D) | [12 empty] | Take | [11 empty] | Take
Supply | [22 empty] | down |  | down |  |  | Fix
and | [22 empty] | and |  | and set |  |  | only
Measuring Current Transformer (Split Type) : - | [11 empty] | fix | [10 empty] | clear |  | aside for
away | [24 empty] | re-use
A | [22 empty] | B |  | C |  |  | D
Each |  |  | $ | [19 empty] | $ |  | $ |  |  | $
28016 | 100 or 200/ 5A........................................................................................................................................................................ | [18 empty] | 845.07 |  |  | 14.74 |  |  | 18.76 |  | 57.96 |  | 28016
28017 | 400 or 500/ 5A........................................................................................................................................................................ | [18 empty] | 877.97 |  |  | 14.74 |  |  | 18.76 |  | 57.96 |  | 28017
28018 | 600/ 5A.................................................................................................................................................................................... | [18 empty] | 882.06 |  |  | 14.74 |  |  | 18.76 |  | 57.96 |  | 28018
28019 | 1000/ 5A.................................................................................................................................................................................. | [18 empty] | 981.88 |  |  | 14.74 |  |  | 18.76 |  | 57.96 |  | 28019
28020 | 2000/ 5A.................................................................................................................................................................................. | [18 empty] | 1,876.70 |  |  | 14.74 |  |  | 18.76 |  | 57.96 |  | 28020
Each
28021 | 60A neutral link for meter board loop wire............................................................................................................................ | [18 empty] | 92.38 |  |  | 9.12 |  |  | 11.39 |  | 34.95 |  | 28021
MOUNTING BLOCKS
Each
28022 | Mounting blocks, solid hardwood, 20 mm thick, 75 mm diameter or 75 x 75 mm
or 120 x 70 mm ...................................................................................................................................................................... | [19 empty] | 25.64 |  |  | 6.89 |  |  | 8.30 |  | 21.19 |  | 28022
28023 | Ditto but 100 mm diameter or 75 x 150 mm.......................................................................................................................... | [18 empty] | 27.58 |  |  | 6.89 |  |  | 8.30 |  | 21.19 |  | 28023
28024 | Ditto but 150 mm diameter or 150 x 150 mm........................................................................................................................ | [18 empty] | 35.20 |  |  | 6.89 |  |  | 8.30 |  | 21.19 |  | 28024
28025 | Ditto but 250 mm diameter..................................................................................................................................................... | [18 empty] | 52.21 |  |  | 7.98 |  |  | 10.00 |  | 25.54 |  | 28025
28026 | Ditto but 150 x 250 mm.......................................................................................................................................................... | [18 empty] | 45.63 |  |  | 7.98 |  |  | 10.00 |  | 25.54 |  | 28026
28027 | Ditto but 180 x 250 mm.......................................................................................................................................................... | [18 empty] | 48.44 |  |  | 7.98 |  |  | 10.00 |  | 25.54 |  | 28027
28028 | Ditto but 200 x 300 mm.......................................................................................................................................................... | [18 empty] | 52.61 |  |  | 7.98 |  |  | 10.00 |  | 25.54 |  | 28028
28029 | Ditto but 250 x 300 mm.......................................................................................................................................................... | [18 empty] | 53.50 |  |  | 7.98 |  |  | 10.00 |  | 25.54 |  | 28029
28030 | Ditto but 150 x 380 mm.......................................................................................................................................................... | [18 empty] | 53.82 |  |  | 7.98 |  |  | 10.00 |  | 25.54 |  | 28030
28031 | Ditto but 200 x 380 mm.......................................................................................................................................................... | [18 empty] | 55.59 |  |  | 7.98 |  |  | 10.00 |  | 25.54 |  | 28031
28032 | Ditto but 250 x 380 mm.......................................................................................................................................................... | [18 empty] | 71.85 |  |  | 9.49 |  |  | 11.34 |  | 28.87 |  | 28032
28033 | Ditto but 300 x 300 mm.......................................................................................................................................................... | [18 empty] | 72.15 |  |  | 9.49 |  |  | 11.34 |  | 28.87 |  | 28033
28034 | Ditto but 300 x 450 mm.......................................................................................................................................................... | [18 empty] | 87.08 |  |  | 9.49 |  |  | 11.34 |  | 28.87 |  | 28034
28035 | Ditto but 350 x 400 mm.......................................................................................................................................................... | [18 empty] | 87.26 |  |  | 9.49 |  |  | 11.34 |  | 28.87 |  | 28035
28036 | Mounting blocks, solid hardwood, 32 mm thick, 150 mm diameter, centre pack sunk for BESA
box and conduit entry. ............................................................................................................................................................ | [19 empty] | 101.71 |  |  | 9.49 |  |  | 11.34 |  | 28.87 |  | 28036
28037 | Mounting blocks, solid hardwood, 250 mm x 400 mm x 20 mm thick (approved type) for
bell and indicators, etc. c/w hinged cover over transformer and bell units .......................................................................... | [19 empty] | 199.20 |  |  | 13.11 |  |  | 16.58 |  | 50.45 |  | 28037
28038 | Wooden board (approved type) for desk fan fixed to wall..................................................................................................... | [18 empty] | 184.79 |  |  | 20.84 |  |  | 25.96 |  | 79.23 |  | 28038
28/2
28 | ELECTRICAL INSTALLATION - SMALL POWER DISTRIBUTION | [18 empty] | 28
Item | Item
PLUGS AND SOCKET OUTLETS
Take | [24 empty] | Take
Supply | [22 empty] | down |  | down |  |  | Fix
The rates include for mounting boxes frames and cutting into wall where applicable. | [17 empty] | and |  |  |  |  | and |  | and set |  |  | only
fix | [22 empty] | clear |  | aside for
away | [24 empty] | re-use
Plugs only, fused or unfused, bakelite : -
A | [22 empty] | B |  | C |  |  | D
Each |  |  | $ | [19 empty] | $ |  | $ |  |  | $
28039 | 15A/ 13A, 3 pin....................................................................................................................................................................... | [18 empty] | 22.74 |  |  | 4.46 |  |  | 5.15 |  | 16.05 |  | 28039
28040 | 5A, 3 pin.................................................................................................................................................................................. | [18 empty] | 19.87 |  |  | 4.46 |  |  | 5.15 |  | 16.05 |  | 28040
28041 | 2A, 3 pin.................................................................................................................................................................................. | [18 empty] | - |  |  | 4.46 |  |  | - |  | - |  | 28041
28042 | Cartridge fuse link to B.S. 1362 (2A to 15A)......................................................................................................................... | [18 empty] | 8.01 |  |  | 1.24 |  |  | 1.53 |  | 4.26 |  | 28042
Plugs only, moulded rubber : -
Each
28043 | 15A, 3 pin................................................................................................................................................................................ | [18 empty] | 49.96 |  |  | 4.46 |  |  | 5.15 |  | 16.05 |  | 28043
28044 | 13A/ 5A, 3 pin, fused.............................................................................................................................................................. | [18 empty] | 46.10 |  |  | 4.46 |  |  | 5.15 |  | 16.05 |  | 28044
Socket outlets, shuttered type, bakelite : -
Each
28045 | 15A, 3 pin................................................................................................................................................................................ | [18 empty] | 53.60 |  |  | 9.91 |  |  | 12.23 |  | 37.40 |  | 28045
28046 | 13A, 3 pin................................................................................................................................................................................ | [18 empty] | 52.31 |  |  | 9.91 |  |  | 12.23 |  | 37.40 |  | 28046
28047 | 13A, 3 pin, twin....................................................................................................................................................................... | [18 empty] | 67.51 |  |  | 9.91 |  |  | 12.23 |  | 37.40 |  | 28047
28048 | 5A, 3 pin.................................................................................................................................................................................. | [18 empty] | 52.16 |  |  | 9.91 |  |  | 12.23 |  | 37.40 |  | 28048
28049 | 2A, 3 pin (unshuttered)........................................................................................................................................................... | [18 empty] | - |  |  | 9.91 |  |  | - |  | - |  | 28049
28050 | 13A, 3 pin, socket integrated with 30 mA RCD.................................................................................................................... | [18 empty] | 497.75 |  |  | 10.68 |  |  | 12.84 |  | 41.39 |  | 28050
28051 | 13A, 3 pin, twin socket integrated with 30 mA RCD............................................................................................................ | [18 empty] | 622.41 |  |  | 10.68 |  |  | 12.84 |  | 41.39 |  | 28051
28/3
28 | ELECTRICAL INSTALLATION - SMALL POWER DISTRIBUTION | [18 empty] | 28
Item | Item
PLUGS AND SOCKET OUTLETS (CONT'D)
Take | [24 empty] | Take
Supply | [22 empty] | down |  | down |  |  | Fix
The rates include for mounting boxes frames and cutting into wall where applicable. | [17 empty] | and |  |  |  |  | and |  | and set |  |  | only
fix | [22 empty] | clear |  | aside for
away | [24 empty] | re-use
Socket outlet, shuttered type, metalclad : -
A | [22 empty] | B |  | C |  |  | D
Each |  |  | $ | [19 empty] | $ |  | $ |  |  | $
28052 | 15A, 3 pin................................................................................................................................................................................ | [18 empty] | 148.19 |  |  | 9.85 |  |  | 12.19 |  | 37.23 |  | 28052
28053 | 13A, 3 pin................................................................................................................................................................................ | [18 empty] | 133.34 |  |  | 9.85 |  |  | 12.19 |  | 37.23 |  | 28053
28054 | 13A, 3 pin, twin....................................................................................................................................................................... | [18 empty] | 170.59 |  |  | 9.85 |  |  | 12.19 |  | 37.23 |  | 28054
28055 | 5A, 3 pin.................................................................................................................................................................................. | [18 empty] | 130.74 |  |  | 9.85 |  |  | 12.19 |  | 37.23 |  | 28055
28056 | 13A, 3 pin socket with cover plate......................................................................................................................................... | [18 empty] | 161.06 |  |  | 9.85 |  |  | 12.19 |  | 37.23 |  | 28056
28057 | 13A, 3 pin twin socket with cover plate................................................................................................................................. | [18 empty] | 210.49 |  |  | 9.85 |  |  | 12.19 |  | 37.23 |  | 28057
28058 | 13A, 3 pin, socket integrated with 30 mA RCD.................................................................................................................... | [18 empty] | 625.30 |  |  | 10.65 |  |  | 12.79 |  | 41.20 |  | 28058
28059 | 13A, 3 pin, twin socket integrated with 30 mA RCD............................................................................................................ | [18 empty] | 712.85 |  |  | 10.65 |  |  | 12.79 |  | 41.20 |  | 28059
Socket outlet, round type, 50 mm fixing centre with over lapping or non-over
lapping plate : -
Each
28060 | 2A, 3 pin.................................................................................................................................................................................. | [18 empty] | - |  |  | 9.85 |  |  | - |  | - |  | 28060
28061 | 5A, 3 pin.................................................................................................................................................................................. | [18 empty] | 154.03 |  |  | 9.85 |  |  | 12.19 |  | 37.23 |  | 28061
Switched-socket outlets with pilot light, shuttered type, bakelite : -
Each
28062 | 15A, 3 pin................................................................................................................................................................................ | [18 empty] | 63.39 |  |  | 9.94 |  |  | 12.29 |  | 37.55 |  | 28062
28063 | 13A, 3 pin................................................................................................................................................................................ | [18 empty] | 63.13 |  |  | 9.94 |  |  | 12.29 |  | 37.55 |  | 28063
28064 | 13A, 3 pin, twin....................................................................................................................................................................... | [18 empty] | 92.83 |  |  | 9.94 |  |  | 12.29 |  | 37.55 |  | 28064
28065 | 5A, 3 pin.................................................................................................................................................................................. | [18 empty] | 56.97 |  |  | 9.94 |  |  | 12.29 |  | 37.55 |  | 28065
28066 | 13A, 3 pin socket with cover plate......................................................................................................................................... | [18 empty] | 88.71 |  |  | 9.94 |  |  | 12.29 |  | 37.55 |  | 28066
28067 | 13A, 3 pin twin socket with cover plate................................................................................................................................. | [18 empty] | 132.02 |  |  | 9.94 |  |  | 12.29 |  | 37.55 |  | 28067
28068 | 13A, 3 pin, socket integrated with 30 mA RCD.................................................................................................................... | [18 empty] | 509.11 |  |  | 10.73 |  |  | 12.89 |  | 41.57 |  | 28068
28069 | 13A, 3 pin, twin socket integrated with 30 mA RCD............................................................................................................ | [18 empty] | 644.34 |  |  | 10.73 |  |  | 12.89 |  | 41.57 |  | 28069
28/4
28 | ELECTRICAL INSTALLATION - SMALL POWER DISTRIBUTION | [18 empty] | 28
Item | Item
PLUGS AND SOCKET OUTLETS (CONT'D)
Take | [24 empty] | Take
Supply | [22 empty] | down |  | down |  |  | Fix
The rates include for mounting boxes frames and cutting into wall where applicable. | [17 empty] | and |  |  |  |  | and |  | and set |  |  | only
fix | [22 empty] | clear |  | aside for
away | [24 empty] | re-use
Switched-socket outlets with pilot light, shuttered type, metalclad :-
A | [22 empty] | B |  | C |  |  | D
Each |  |  | $ | [19 empty] | $ |  | $ |  |  | $
28070 | 5A, 3 pin.................................................................................................................................................................................. | [18 empty] | 163.65 |  |  | 9.74 |  |  | 12.03 |  | 36.39 |  | 28070
28071 | 15A, 3 pin................................................................................................................................................................................ | [18 empty] | 210.68 |  |  | 9.74 |  |  | 12.03 |  | 36.39 |  | 28071
28072 | 13A, 3 pin................................................................................................................................................................................ | [18 empty] | 188.38 |  |  | 9.74 |  |  | 12.03 |  | 36.39 |  | 28072
28073 | 13A, 3 pin, twin....................................................................................................................................................................... | [18 empty] | 279.73 |  |  | 9.74 |  |  | 12.03 |  | 36.39 |  | 28073
28074 | 13A, with 30 mA RCD........................................................................................................................................................... | [18 empty] | 677.31 |  |  | 10.59 |  |  | 12.68 |  | 40.47 |  | 28074
Switched-socket outlets, shuttered type, bakelite : -
Each
28075 | 15A, 3 pin................................................................................................................................................................................ | [18 empty] | 60.94 |  |  | 9.74 |  |  | 12.03 |  | 36.39 |  | 28075
28076 | 13A, 3 pin................................................................................................................................................................................ | [18 empty] | 57.56 |  |  | 9.74 |  |  | 12.03 |  | 36.39 |  | 28076
28077 | 13A, 3 pin, with 30 mA RCD................................................................................................................................................. | [18 empty] | 489.65 |  |  | 10.59 |  |  | 12.68 |  | 40.47 |  | 28077
28078 | 13A, 3 pin, twin....................................................................................................................................................................... | [18 empty] | 78.55 |  |  | 9.74 |  |  | 12.03 |  | 36.39 |  | 28078
28079 | Ditto but with 30 mA RCD..................................................................................................................................................... | [18 empty] | 522.15 |  |  | 10.59 |  |  | 12.68 |  | 40.47 |  | 28079
28080 | 13A, 3 pin, triple..................................................................................................................................................................... | [18 empty] | 184.49 |  |  | 9.74 |  |  | 12.03 |  | 36.39 |  | 28080
28081 | 5A, 3 pin.................................................................................................................................................................................. | [18 empty] | 54.96 |  |  | 9.74 |  |  | 12.03 |  | 36.39 |  | 28081
28/5
28 | ELECTRICAL INSTALLATION - SMALL POWER DISTRIBUTION | [18 empty] | 28
Item | Item
PLUGS AND SOCKET OUTLETS (CONT'D)
Take | [24 empty] | Take
Supply | [22 empty] | down |  | down |  |  | Fix
The rates include for mounting boxes frames and cutting into wall where applicable. | [17 empty] | and |  |  |  |  | and |  | and set |  |  | only
fix | [22 empty] | clear |  | aside for
away | [24 empty] | re-use
Switched-socket outlets, shuttered type, metalclad : -
A | [22 empty] | B |  | C |  |  | D
Each |  |  | $ | [19 empty] | $ |  | $ |  |  | $
28082 | 15A, 3 pin................................................................................................................................................................................ | [18 empty] | 180.07 |  |  | 9.77 |  |  | 12.07 |  | 36.47 |  | 28082
28083 | 13A, 3 pin................................................................................................................................................................................ | [18 empty] | 151.65 |  |  | 9.77 |  |  | 12.07 |  | 36.47 |  | 28083
28084 | Ditto but with 30 mA RCD..................................................................................................................................................... | [18 empty] | 607.00 |  |  | 10.61 |  |  | 12.71 |  | 40.56 |  | 28084
28085 | 13A, 3 pin, twin....................................................................................................................................................................... | [18 empty] | 245.72 |  |  | 9.77 |  |  | 12.07 |  | 36.47 |  | 28085
28086 | Ditto but with 30 mA RCD..................................................................................................................................................... | [18 empty] | 707.00 |  |  | 10.61 |  |  | 12.71 |  | 40.56 |  | 28086
28087 | 5A, 3 pin.................................................................................................................................................................................. | [18 empty] | 141.42 |  |  | 9.77 |  |  | 12.07 |  | 36.47 |  | 28087
28088 | 13A, 3 pin with cover plate..................................................................................................................................................... | [18 empty] | 240.35 |  |  | 9.77 |  |  | 12.07 |  | 36.47 |  | 28088
28/6
28 | ELECTRICAL INSTALLATION - SMALL POWER DISTRIBUTION | [18 empty] | 28
Item | Item
PLUGS AND SOCKET OUTLETS (CONT'D)
Take | [24 empty] | Take
Supply | [22 empty] | down |  | down |  |  | Fix
The rates include for mounting boxes frames and cutting into wall where applicable. | [17 empty] | and |  |  |  |  | and |  | and set |  |  | only
fix | [22 empty] | clear |  | aside for
away | [24 empty] | re-use
Splashproof, flush mounted socket outlet, IP56 : -
A | [22 empty] | B |  | C |  |  | D
Each |  |  | $ | [19 empty] | $ |  | $ |  |  | $
28089 | 13A.......................................................................................................................................................................................... | [18 empty] | 292.96 |  |  | 20.38 |  |  | 25.45 |  | 77.24 |  | 28089
28090 | 13A, twin................................................................................................................................................................................. | [18 empty] | 512.35 |  |  | 20.38 |  |  | 25.45 |  | 77.24 |  | 28090
28091 | 13A, DP, switch and with 30 mA RCD................................................................................................................................. | [18 empty] | 1,475.57 |  |  | 21.45 |  |  | 26.79 |  | 82.28 |  | 28091
Enclosure for flush mounted splashproof socket : -
Each
28092 | 1 gang...................................................................................................................................................................................... | [18 empty] | 208.62 |  |  | 9.73 |  |  | 12.02 |  | 36.35 |  | 28092
28093 | 2 gang...................................................................................................................................................................................... | [18 empty] | 301.81 |  |  | 9.73 |  |  | 12.02 |  | 36.35 |  | 28093
Splashproof, surface mounted socket outlet, IP44 : -
Each
28094 | 13A, socket with cover plate................................................................................................................................................... | [18 empty] | 134.83 |  |  | 20.38 |  |  | 25.45 |  | 77.24 |  | 28094
Splashproof, socket outlets with plugs, IP44 : -
Each
28095 | 16A, 3 pin................................................................................................................................................................................ | [18 empty] | 174.61 |  |  | 19.38 |  |  | 24.22 |  | 73.48 |  | 28095
28096 | 16A, 5 pin................................................................................................................................................................................ | [18 empty] | 191.47 |  |  | 24.35 |  |  | 29.68 |  | 92.06 |  | 28096
28097 | 32A, 3 pin................................................................................................................................................................................ | [18 empty] | 258.60 |  |  | 19.38 |  |  | 24.22 |  | 73.48 |  | 28097
28098 | 32A, 5 pin................................................................................................................................................................................ | [18 empty] | 264.63 |  |  | 30.04 |  |  | 37.81 |  | 113.32 |  | 28098
28099 | 63A, 3 pin................................................................................................................................................................................ | [18 empty] | 686.45 |  |  | 30.04 |  |  | 37.81 |  | 113.32 |  | 28099
28100 | 63A, 5 pin................................................................................................................................................................................ | [18 empty] | 782.97 |  |  | 33.72 |  |  | 42.65 |  | 129.19 |  | 28100
28/7
28 | ELECTRICAL INSTALLATION - SMALL POWER DISTRIBUTION | [18 empty] | 28
Item | Item
PLUGS AND SOCKET OUTLETS (CONT'D)
Take | [24 empty] | Take
Supply | [22 empty] | down |  | down |  |  | Fix
The rates include for mounting boxes frames and cutting into wall where applicable. | [17 empty] | and |  |  |  |  | and |  | and set |  |  | only
fix | [22 empty] | clear |  | aside for
away | [24 empty] | re-use
Socket outlet with plug, weatherproof type rated IP65 : -
A | [22 empty] | B |  | C |  |  | D
Each |  |  | $ | [19 empty] | $ |  | $ |  |  | $
28101 | 13A, 3 pin................................................................................................................................................................................ | [18 empty] | 365.34 |  |  | 20.29 |  |  | 25.35 |  | 76.92 |  | 28101
28102 | 15A, 3 pin................................................................................................................................................................................ | [18 empty] | 431.30 |  |  | 20.29 |  |  | 25.35 |  | 76.92 |  | 28102
28103 | 30A, 3 pin................................................................................................................................................................................ | [18 empty] | 672.52 |  |  | 20.29 |  |  | 25.35 |  | 76.92 |  | 28103
28104 | 60A, 3 pin................................................................................................................................................................................ | [18 empty] | 1,112.59 |  |  | 29.91 |  |  | 37.64 |  | 112.84 |  | 28104
28105 | 15A, 5 pin................................................................................................................................................................................ | [18 empty] | 734.68 |  |  | 24.89 |  |  | 30.31 |  | 94.02 |  | 28105
28106 | 30A, 5 pin................................................................................................................................................................................ | [18 empty] | 796.77 |  |  | 29.91 |  |  | 37.64 |  | 112.84 |  | 28106
28107 | 60A, 5 pin................................................................................................................................................................................ | [18 empty] | 1,339.53 |  |  | 34.75 |  |  | 43.95 |  | 133.12 |  | 28107
Switched socket outlet with plug, weatherproof type rated IP65 : -
Each
28108 | 13A, 3 pin................................................................................................................................................................................ | [18 empty] | 530.84 |  |  | 20.29 |  |  | 25.35 |  | 76.92 |  | 28108
28109 | 15A, 3 pin................................................................................................................................................................................ | [18 empty] | 763.25 |  |  | 20.29 |  |  | 25.35 |  | 76.92 |  | 28109
28110 | 30A, 3 pin................................................................................................................................................................................ | [18 empty] | 1,108.98 |  |  | 20.29 |  |  | 25.35 |  | 76.92 |  | 28110
28111 | 60A, 3 pin................................................................................................................................................................................ | [18 empty] | 1,763.35 |  |  | 29.91 |  |  | 37.64 |  | 112.84 |  | 28111
28112 | 15A, 5 pin................................................................................................................................................................................ | [18 empty] | 1,005.55 |  |  | 24.89 |  |  | 30.31 |  | 94.02 |  | 28112
28113 | 30A, 5 pin................................................................................................................................................................................ | [18 empty] | 1,223.31 |  |  | 29.91 |  |  | 37.64 |  | 112.84 |  | 28113
28114 | 60A, 5 pin................................................................................................................................................................................ | [18 empty] | 1,777.99 |  |  | 34.75 |  |  | 43.95 |  | 133.12 |  | 28114
Switched socket outlet assemblies, sparkless, c/w plug, chromium plated brass cover,
flush or surface pattern : -
Each
28115 | 13A, 3 pin................................................................................................................................................................................ | [18 empty] | 1,187.11 |  |  | 20.29 |  |  | 25.35 |  | 76.92 |  | 28115
28116 | 13A, 3 pin, twin....................................................................................................................................................................... | [18 empty] | 2,194.25 |  |  | 20.29 |  |  | 25.35 |  | 76.92 |  | 28116
28117 | 15A, 3 pin................................................................................................................................................................................ | [18 empty] | 1,331.62 |  |  | 20.29 |  |  | 25.35 |  | 76.92 |  | 28117
28118 | 30A, 3 pin................................................................................................................................................................................ | [18 empty] | 2,053.65 |  |  | 20.29 |  |  | 25.35 |  | 76.92 |  | 28118
28/8
28 | ELECTRICAL INSTALLATION - SMALL POWER DISTRIBUTION | [18 empty] | 28
Item | Item
PLUGS AND SOCKET OUTLETS (CONT'D)
Take | [24 empty] | Take
Supply | [22 empty] | down |  | down |  |  | Fix
The rates include for mounting boxes frames and cutting into wall where applicable. | [17 empty] | and |  |  |  |  | and |  | and set |  |  | only
fix | [22 empty] | clear |  | aside for
away | [24 empty] | re-use
Switched socket outlet assemblies, flameproof, c/w plug : -
A | [22 empty] | B |  | C |  |  | D
Each |  |  | $ | [19 empty] | $ |  | $ |  |  | $
28119 | 5A, 3 pin.................................................................................................................................................................................. | [18 empty] | 2,466.80 |  |  | 20.32 |  |  | 25.41 |  | 77.07 |  | 28119
28120 | 13A, 3 pin................................................................................................................................................................................ | [18 empty] | 2,860.75 |  |  | 20.32 |  |  | 25.41 |  | 77.07 |  | 28120
28121 | 15A, 3 pin................................................................................................................................................................................ | [18 empty] | 3,055.58 |  |  | 20.32 |  |  | 25.41 |  | 77.07 |  | 28121
28122 | 30A, 3 pin c/w 30 mA RCD................................................................................................................................................... | [18 empty] | 4,396.69 |  |  | 21.66 |  |  | 27.03 |  | 82.11 |  | 28122
Shaver supply unit to IEC 61558-1 with isolating transformer to IEC 61558-2-5: -
Each
28123 | Dual socket of voltage 110V and 220V................................................................................................................................. | [18 empty] | 371.43 |  |  | 10.54 |  |  | 12.64 |  | 40.31 |  | 28123
Connection unit, Bakelite : -
Each
28124 | 20A, connection unit, DP........................................................................................................................................................ | [18 empty] | 59.01 |  |  | 9.73 |  |  | 12.02 |  | 36.35 |  | 28124
28125 | 32A, connection unit, DP........................................................................................................................................................ | [18 empty] | 71.30 |  |  | 9.73 |  |  | 12.02 |  | 36.35 |  | 28125
28126 | 45A, connection unit, DP........................................................................................................................................................ | [18 empty] | 71.68 |  |  | 9.73 |  |  | 12.02 |  | 36.35 |  | 28126
28127 | Fused spur (2 - 13A), DP, with cable outlet........................................................................................................................... | [18 empty] | 64.58 |  |  | 9.69 |  |  | 12.00 |  | 36.24 |  | 28127
28128 | Fused spur (2 - 13A), DP, switch........................................................................................................................................... | [18 empty] | 75.60 |  |  | 9.69 |  |  | 12.00 |  | 36.24 |  | 28128
28129 | Fused spur (2 - 13A), DP, switch, with pilot light................................................................................................................. | [18 empty] | 101.44 |  |  | 9.69 |  |  | 12.00 |  | 36.24 |  | 28129
28130 | Fused spur (2 - 13A), DP, switch, with cable outlet.............................................................................................................. | [18 empty] | 72.75 |  |  | 9.69 |  |  | 12.00 |  | 36.24 |  | 28130
28131 | Fused spur (2 - 13A), DP, switch, with cable outlet and pilot light...................................................................................... | [18 empty] | 100.12 |  |  | 9.69 |  |  | 12.00 |  | 36.24 |  | 28131
28132 | Fused spur (2 - 13A), DP, switch, with cable outlet and pilot light, IP55............................................................................. | [18 empty] | 200.83 |  |  | 10.38 |  |  | 12.73 |  | 49.34 |  | 28132
28133 | Fused spur (2 - 13A), DP, switch, with cable outlet, IP65..................................................................................................... | [18 empty] | 220.60 |  |  | 10.38 |  |  | 12.73 |  | 49.34 |  | 28133
28134 | 32A, TPN connection unit...................................................................................................................................................... | [18 empty] | 223.92 |  |  | 29.98 |  |  | 37.72 |  | 113.09 |  | 28134
28135 | 30A, 3 terminal junction box.................................................................................................................................................. | [18 empty] | 189.23 |  |  | 9.69 |  |  | 12.00 |  | 36.24 |  | 28135
28/9
28 | ELECTRICAL INSTALLATION - SMALL POWER DISTRIBUTION | [18 empty] | 28
Item | Item
PLUGS AND SOCKET OUTLETS (CONT'D)
Take | [24 empty] | Take
Supply | [22 empty] | down |  | down |  |  | Fix
The rates include for mounting boxes frames and cutting into wall where applicable. | [17 empty] | and |  |  |  |  | and |  | and set |  |  | only
fix | [22 empty] | clear |  | aside for
away | [24 empty] | re-use
Connection unit, metalclad : -
A | [22 empty] | B |  | C |  |  | D
Each |  |  | $ | [19 empty] | $ |  | $ |  |  | $
28136 | Fused spur (2 - 13A fuse), DP................................................................................................................................................ | [18 empty] | 194.76 |  |  | 9.69 |  |  | 12.00 |  | 36.24 |  | 28136
28137 | Fused spur (2 - 13A fuse), DP, with cable outlet................................................................................................................... | [18 empty] | 222.32 |  |  | 9.69 |  |  | 12.00 |  | 36.24 |  | 28137
28138 | Fused spur (2 - 13A fuse), DP, with cable outlet and pilot light........................................................................................... | [18 empty] | 255.90 |  |  | 9.69 |  |  | 12.00 |  | 36.24 |  | 28138
28139 | Fused spur (2 - 13A fuse), DP, switch.................................................................................................................................... | [18 empty] | 228.57 |  |  | 9.69 |  |  | 12.00 |  | 36.24 |  | 28139
28140 | Fused spur (2 - 13A fuse), DP, switch, with pilot light......................................................................................................... | [18 empty] | 286.57 |  |  | 9.69 |  |  | 12.00 |  | 36.24 |  | 28140
28141 | Fused spur (2 - 13A fuse), DP, switch, with cable outlet....................................................................................................... | [18 empty] | 273.16 |  |  | 9.69 |  |  | 12.00 |  | 36.24 |  | 28141
28142 | Fused spur (2 - 13A fuse), DP, switch, with cable outlet and pilot light............................................................................... | [18 empty] | 324.27 |  |  | 9.69 |  |  | 12.00 |  | 36.24 |  | 28142
Metal casing and socket c/w 30 mA RCD : -
Each
28143 | Galvanized iron casing, single socket .................................................................................................................................... | [18 empty] | 710.03 |  |  | 20.38 |  |  | 25.45 |  | 77.24 |  | 28143
28144 | Ditto but twin.......................................................................................................................................................................... | [18 empty] | 733.65 |  |  | 20.38 |  |  | 25.45 |  | 77.24 |  | 28144
28145 | Ditto but with four sockets...................................................................................................................................................... | [18 empty] | 842.93 |  |  | 20.38 |  |  | 25.45 |  | 77.24 |  | 28145
28146 | Stainless steel casing, single socket........................................................................................................................................ | [18 empty] | 737.78 |  |  | 20.38 |  |  | 25.45 |  | 77.24 |  | 28146
28147 | Ditto but twin.......................................................................................................................................................................... | [18 empty] | 773.85 |  |  | 20.38 |  |  | 25.45 |  | 77.24 |  | 28147
28148 | Ditto but with four sockets...................................................................................................................................................... | [18 empty] | 905.58 |  |  | 20.38 |  |  | 25.45 |  | 77.24 |  | 28148
28149 | Metal casing, single socket..................................................................................................................................................... | [18 empty] | 565.81 |  |  | 20.38 |  |  | 25.45 |  | 77.24 |  | 28149
Telephone outlets : -
Each
28150 | 1-gang 6-pin telephone socket outlet...................................................................................................................................... | [18 empty] | 55.33 |  |  | 9.69 |  |  | 12.00 |  | 36.24 |  | 28150
28/10
28 | ELECTRICAL INSTALLATION - SMALL POWER DISTRIBUTION | [18 empty] | 28
Item | Item
SUB-SWITCHES
Take | [24 empty] | Take
The rates for sub-switches include the mounting boxes frames and cutting into wall where | [17 empty] | Supply |  |  |  |  | down |  | down |  |  | Fix
applicable. |  |  |  | and | [18 empty] | and |  | and set |  |  | only
fix | [22 empty] | clear |  | aside for
away | [24 empty] | re-use
Plates only, bakelite to suit switches to IEC 60669-1 and socket to BS546 : -
A | [22 empty] | B |  | C |  |  | D
Each |  |  | $ | [19 empty] | $ |  | $ |  |  | $
28151 | 1 switch, 10A, flush................................................................................................................................................................ | [18 empty] | 19.39 |  |  | 4.03 |  |  | 4.73 |  | 15.34 |  | 28151
28152 | 2 switches, 10A, flush............................................................................................................................................................. | [18 empty] | 20.64 |  |  | 4.03 |  |  | 4.73 |  | 15.34 |  | 28152
28153 | 3 switches, 10A, flush............................................................................................................................................................. | [18 empty] | 22.04 |  |  | 4.03 |  |  | 4.73 |  | 15.34 |  | 28153
28154 | 4 switches, 10A, flush............................................................................................................................................................. | [18 empty] | 30.65 |  |  | 4.03 |  |  | 4.73 |  | 15.34 |  | 28154
28155 | 1 socket, 5/ 13/ 15A, 3 pin, flush............................................................................................................................................ | [18 empty] | 39.18 |  |  | 4.03 |  |  | 4.73 |  | 15.34 |  | 28155
Moulded switch plates, c/w fixing screws suitable for 1 gang or 2 gang boxes : -
Each
28156 | 1 gang plate for 1 gang box..................................................................................................................................................... | [18 empty] | 27.56 |  |  | 4.03 |  |  | 4.73 |  | 15.34 |  | 28156
28157 | 2 gang plate for 1 gang box..................................................................................................................................................... | [18 empty] | 30.25 |  |  | 4.03 |  |  | 4.73 |  | 15.34 |  | 28157
28158 | 2 gang plate for 2 gang box..................................................................................................................................................... | [18 empty] | 51.13 |  |  | 4.03 |  |  | 4.73 |  | 15.34 |  | 28158
28159 | 3 gang plate for 2 gang box..................................................................................................................................................... | [18 empty] | 55.16 |  |  | 4.03 |  |  | 4.73 |  | 15.34 |  | 28159
28160 | 4 gang plate for 2 gang box..................................................................................................................................................... | [18 empty] | 60.46 |  |  | 4.03 |  |  | 4.73 |  | 15.34 |  | 28160
28/11
28 | ELECTRICAL INSTALLATION - SMALL POWER DISTRIBUTION | [18 empty] | 28
Item | Item
SUB-SWITCHES (CONT'D)
Take | [24 empty] | Take
The rates for sub-switches include the mounting boxes frames and cutting into wall where | [17 empty] | Supply |  |  |  |  | down |  | down |  |  | Fix
applicable. |  |  |  | and | [18 empty] | and |  | and set |  |  | only
fix | [22 empty] | clear |  | aside for
away | [24 empty] | re-use
Stainless steel or brass switch plates, c/w fixing screws suitable for 1 gang
or 2 gang boxes : -
A | [22 empty] | B |  | C |  |  | D
Each |  |  | $ | [19 empty] | $ |  | $ |  |  | $
28161 | 1 gang plate for 1 gang box..................................................................................................................................................... | [18 empty] | 110.32 |  |  | 4.03 |  |  | 4.74 |  | 15.37 |  | 28161
28162 | 2 gang plate for 1 gang box..................................................................................................................................................... | [18 empty] | 127.49 |  |  | 4.03 |  |  | 4.74 |  | 15.37 |  | 28162
28163 | 2 gang plate for 2 gang box..................................................................................................................................................... | [18 empty] | 140.22 |  |  | 4.03 |  |  | 4.74 |  | 15.37 |  | 28163
28164 | 3 gang plate for 2 gang box..................................................................................................................................................... | [18 empty] | 153.57 |  |  | 4.03 |  |  | 4.74 |  | 15.37 |  | 28164
28165 | 4 gang plate for 2 gang box..................................................................................................................................................... | [18 empty] | 167.84 |  |  | 4.03 |  |  | 4.74 |  | 15.37 |  | 28165
White bakelite light switch to IEC 60669-1 : -
Each
28166 | 10A, 1 gang SP 1 way............................................................................................................................................................. | [18 empty] | 43.70 |  |  | 9.69 |  |  | 11.94 |  | 36.10 |  | 28166
28167 | 10A, 1 gang SP 2 way............................................................................................................................................................. | [18 empty] | 49.82 |  |  | 9.69 |  |  | 11.94 |  | 36.10 |  | 28167
28168 | 10A, 2 gang SP 1 way or 2 way.............................................................................................................................................. | [18 empty] | 55.75 |  |  | 9.69 |  |  | 11.94 |  | 36.10 |  | 28168
28169 | 10A, 3 gang SP 1 way or 2 way.............................................................................................................................................. | [18 empty] | 64.05 |  |  | 9.69 |  |  | 11.94 |  | 36.10 |  | 28169
28170 | 10A, 2 way with or without "centre off" SP .......................................................................................................................... | [18 empty] | 53.72 |  |  | 9.69 |  |  | 11.94 |  | 36.10 |  | 28170
28171 | 10A, intermediate, SP............................................................................................................................................................. | [18 empty] | 85.14 |  |  | 9.69 |  |  | 11.94 |  | 36.10 |  | 28171
28172 | 10A, 1 way DP........................................................................................................................................................................ | [18 empty] | 72.48 |  |  | 9.69 |  |  | 11.94 |  | 36.10 |  | 28172
28/12
28 | ELECTRICAL INSTALLATION - SMALL POWER DISTRIBUTION | [18 empty] | 28
Item | Item
SUB-SWITCHES (CONT'D)
Take | [24 empty] | Take
The rates for sub-switches include the mounting boxes frames and cutting into wall where | [17 empty] | Supply |  |  |  |  | down |  | down |  |  | Fix
applicable. |  |  |  | and | [18 empty] | and |  | and set |  |  | only
fix | [22 empty] | clear |  | aside for
away | [24 empty] | re-use
Chromium plated grid switch assemblies : -
A | [22 empty] | B |  | C |  |  | D
Each |  |  | $ | [19 empty] | $ |  | $ |  |  | $
28173 | 10A, 1 gang SP 1 way............................................................................................................................................................. | [18 empty] | 229.89 |  |  | 9.67 |  |  | 11.95 |  | 36.54 |  | 28173
28174 | 10A, 1 gang SP 2 way............................................................................................................................................................. | [18 empty] | 240.04 |  |  | 9.67 |  |  | 11.95 |  | 36.54 |  | 28174
28175 | 10A, 2 gang SP 1 way or 2 way.............................................................................................................................................. | [18 empty] | 264.83 |  |  | 9.67 |  |  | 11.95 |  | 36.54 |  | 28175
28176 | 10A, 3 gang SP 1 way or 2 way.............................................................................................................................................. | [18 empty] | 392.96 |  |  | 9.67 |  |  | 11.95 |  | 36.54 |  | 28176
28177 | 10A, 4 gang SP 1 way or 2 way.............................................................................................................................................. | [18 empty] | 426.83 |  |  | 9.67 |  |  | 11.95 |  | 36.54 |  | 28177
28178 | 10A, DP 1 way........................................................................................................................................................................ | [18 empty] | 287.30 |  |  | 9.67 |  |  | 11.95 |  | 36.54 |  | 28178
28179 | 20A, DP 1 way........................................................................................................................................................................ | [18 empty] | 306.09 |  |  | 9.67 |  |  | 11.95 |  | 36.54 |  | 28179
28180 | 20A, 1 gang DP with pilot light ............................................................................................................................................. | [18 empty] | 324.28 |  |  | 9.67 |  |  | 11.95 |  | 36.54 |  | 28180
28181 | Ditto but 45A........................................................................................................................................................................... | [18 empty] | 359.97 |  |  | 9.67 |  |  | 11.95 |  | 36.54 |  | 28181
Dimmer switch, white, bakelite : -
Each
28182 | 250W, 1 gang, 1 way or 2 way................................................................................................................................................ | [18 empty] | 160.24 |  |  | 9.67 |  |  | 11.95 |  | 36.54 |  | 28182
28183 | 500W, 1 gang, 1 way or 2 way................................................................................................................................................ | [18 empty] | 160.71 |  |  | 9.67 |  |  | 11.95 |  | 36.54 |  | 28183
28184 | 250W, 2 gang, 1 way or 2 way................................................................................................................................................ | [18 empty] | 286.36 |  |  | 9.67 |  |  | 11.95 |  | 36.54 |  | 28184
28185 | 3 level dimmer switch (50%, 70%, 100%) ............................................................................................................................ | [18 empty] | 121.69 |  |  | 7.52 |  |  | 10.73 |  | 33.30 |  | 28185
28186 | 250V/ 6A dimmer switch for any combination of 10 lamps, 0 - 10 V interface................................................................... | [18 empty] | 489.28 |  |  | 7.52 |  |  | 10.73 |  | 34.80 |  | 28186
28187 | Multi-sensor dimmer with housing for control of light internist and occupancy switching
operation.................................................................................................................................................................................. | [19 empty] | 1,280.66 |  |  | 7.52 |  |  | 10.73 |  | 34.80 |  | 28187
Dimmer switch, chromium plated : -
Each
28188 | 400W, 1 gang, 1 way or 2 way................................................................................................................................................ | [18 empty] | 353.24 |  |  | 9.67 |  |  | 11.95 |  | 36.54 |  | 28188
28189 | 500W, 2 gang, 1 way or 2 way................................................................................................................................................ | [18 empty] | 423.30 |  |  | 9.67 |  |  | 11.95 |  | 36.54 |  | 28189
28/13
28 | ELECTRICAL INSTALLATION - SMALL POWER DISTRIBUTION | [18 empty] | 28
Item | Item
SUB-SWITCHES (CONT'D)
Take | [24 empty] | Take
The rates for sub-switches include the mounting boxes frames and cutting into wall where | [17 empty] | Supply |  |  |  |  | down |  | down |  |  | Fix
applicable. |  |  |  | and | [18 empty] | and |  | and set |  |  | only
fix | [22 empty] | clear |  | aside for
away | [24 empty] | re-use
White bakelite DP switch : -
A | [22 empty] | B |  | C |  |  | D
Each |  |  | $ | [19 empty] | $ |  | $ |  |  | $
28190 | 20A.......................................................................................................................................................................................... | [18 empty] | 67.00 |  |  | 9.77 |  |  | 12.09 |  | 36.93 |  | 28190
28191 | 32A.......................................................................................................................................................................................... | [18 empty] | 100.19 |  |  | 9.77 |  |  | 12.09 |  | 36.93 |  | 28191
28192 | 45A.......................................................................................................................................................................................... | [18 empty] | 125.35 |  |  | 9.77 |  |  | 12.09 |  | 36.93 |  | 28192
White bakelite DP switch with pilot light : -
Each
28193 | 20A.......................................................................................................................................................................................... | [18 empty] | 76.40 |  |  | 9.77 |  |  | 12.09 |  | 36.93 |  | 28193
28194 | 32A.......................................................................................................................................................................................... | [18 empty] | 109.97 |  |  | 9.77 |  |  | 12.09 |  | 36.93 |  | 28194
28195 | 45A.......................................................................................................................................................................................... | [18 empty] | 132.11 |  |  | 9.77 |  |  | 12.09 |  | 36.93 |  | 28195
Metalclad, surface mounted switch : -
Each
28196 | 10A, 1 gang 1 way or 2 way.................................................................................................................................................... | [18 empty] | 114.74 |  |  | 9.77 |  |  | 12.09 |  | 36.93 |  | 28196
28197 | 10A, 2 gang 1 way or 2 way.................................................................................................................................................... | [18 empty] | 130.57 |  |  | 9.77 |  |  | 12.09 |  | 36.93 |  | 28197
28198 | 10A, 3 gang 1 way or 2 way.................................................................................................................................................... | [18 empty] | 178.01 |  |  | 9.77 |  |  | 12.09 |  | 36.93 |  | 28198
28199 | 20A, DP with pilot light.......................................................................................................................................................... | [18 empty] | 186.60 |  |  | 9.77 |  |  | 12.09 |  | 36.93 |  | 28199
28200 | 45A, DP with pilot light.......................................................................................................................................................... | [18 empty] | 522.14 |  |  | 9.77 |  |  | 12.09 |  | 36.93 |  | 28200
28201 | 32A, TPN with pilot light....................................................................................................................................................... | [18 empty] | 628.48 |  |  | 29.86 |  |  | 37.76 |  | 113.73 |  | 28201
28202 | 10A, lighting switch, 1 gang chromium plated brass cover................................................................................................... | [18 empty] | 235.37 |  |  | 9.77 |  |  | 12.09 |  | 36.93 |  | 28202
28203 | Ditto but 2 gang....................................................................................................................................................................... | [18 empty] | 259.75 |  |  | 9.77 |  |  | 12.09 |  | 36.93 |  | 28203
Splashproof, flush mounted switch, protection class IP 56 : -
Each
28204 | 10A, 1 gang 1 way SP............................................................................................................................................................. | [18 empty] | 186.86 |  |  | 20.19 |  |  | 25.31 |  | 77.31 |  | 28204
28205 | 10A, 1 gang 2 way SP............................................................................................................................................................. | [18 empty] | 189.65 |  |  | 20.19 |  |  | 25.31 |  | 77.31 |  | 28205
28206 | 10A, 1 gang 1 way DP............................................................................................................................................................ | [18 empty] | 293.70 |  |  | 20.19 |  |  | 25.31 |  | 77.31 |  | 28206
28207 | Ditto but 20A........................................................................................................................................................................... | [18 empty] | 403.37 |  |  | 20.19 |  |  | 25.31 |  | 77.31 |  | 28207
28208 | 10A, 2 gang 1 way SP............................................................................................................................................................. | [18 empty] | 275.18 |  |  | 20.19 |  |  | 25.31 |  | 77.31 |  | 28208
28/14
28 | ELECTRICAL INSTALLATION - SMALL POWER DISTRIBUTION | [18 empty] | 28
Item | Item
SUB-SWITCHES (CONT'D)
Take | [24 empty] | Take
The rates for sub-switches include the mounting boxes frames and cutting into wall where | [17 empty] | Supply |  |  |  |  | down |  | down |  |  | Fix
applicable. |  |  |  | and | [18 empty] | and |  | and set |  |  | only
fix | [22 empty] | clear |  | aside for
away | [24 empty] | re-use
Splashproof, surface mounted switch, protection class IP44 : -
A | [22 empty] | B |  | C |  |  | D
Each |  |  | $ | [19 empty] | $ |  | $ |  |  | $
28209 | 10A, 1 gang 1 way SP............................................................................................................................................................. | [18 empty] | 162.10 |  |  | 20.12 |  |  | 25.23 |  | 77.01 |  | 28209
28210 | 10A, 1 gang 2 way SP............................................................................................................................................................. | [18 empty] | 164.25 |  |  | 20.12 |  |  | 25.23 |  | 77.01 |  | 28210
28211 | 10A, 2 gang 1 way SP............................................................................................................................................................. | [18 empty] | 244.04 |  |  | 20.12 |  |  | 25.23 |  | 77.01 |  | 28211
28212 | 10A, 1 gang 1 way DP............................................................................................................................................................ | [18 empty] | 171.30 |  |  | 20.12 |  |  | 25.23 |  | 77.01 |  | 28212
28213 | Ditto but 20A, c/w pilot light ................................................................................................................................................. | [18 empty] | 249.92 |  |  | 20.12 |  |  | 25.23 |  | 77.01 |  | 28213
28214 | Switch, flameproof 10A.......................................................................................................................................................... | [18 empty] | 1,622.06 |  |  | 20.12 |  |  | 25.23 |  | 77.01 |  | 28214
28215 | Ditto but 16A........................................................................................................................................................................... | [18 empty] | 2,106.00 |  |  | 20.12 |  |  | 25.23 |  | 77.01 |  | 28215
Stainless steel (304) plated grid switch c/w metal casing : -
Each
28216 | 2 gang grid switch................................................................................................................................................................... | [18 empty] | 214.74 |  |  | 9.69 |  |  | 12.00 |  | 36.24 |  | 28216
28217 | 3 gang grid switch................................................................................................................................................................... | [18 empty] | 269.59 |  |  | 9.69 |  |  | 12.00 |  | 36.24 |  | 28217
28218 | 4 gang grid switch................................................................................................................................................................... | [18 empty] | 301.08 |  |  | 9.69 |  |  | 12.00 |  | 36.24 |  | 28218
28219 | 5 gang grid switch................................................................................................................................................................... | [18 empty] | 392.05 |  |  | 9.69 |  |  | 12.00 |  | 36.24 |  | 28219
28220 | 6 gang grid switch................................................................................................................................................................... | [18 empty] | 505.25 |  |  | 10.51 |  |  | 12.64 |  | 40.69 |  | 28220
28221 | 8 gang grid switch................................................................................................................................................................... | [18 empty] | 578.33 |  |  | 10.51 |  |  | 12.64 |  | 40.69 |  | 28221
28222 | 10 gang grid switch................................................................................................................................................................. | [18 empty] | 653.68 |  |  | 10.51 |  |  | 12.64 |  | 40.69 |  | 28222
28223 | 12 gang grid switch................................................................................................................................................................. | [18 empty] | 741.14 |  |  | 13.63 |  |  | 16.93 |  | 51.26 |  | 28223
28224 | 14 gang grid switch................................................................................................................................................................. | [18 empty] | 1,050.41 |  |  | 13.63 |  |  | 16.93 |  | 51.26 |  | 28224
28225 | 16 gang grid switch................................................................................................................................................................. | [18 empty] | 1,377.52 |  |  | 13.63 |  |  | 16.93 |  | 51.26 |  | 28225
28226 | 18 gang grid switch................................................................................................................................................................. | [18 empty] | 1,750.62 |  |  | 16.03 |  |  | 20.78 |  | 61.52 |  | 28226
Keyswitch : -
Each
28227 | Keytag...................................................................................................................................................................................... | [18 empty] | 54.74 |  |  | - |  |  | - |  | - |  | 28227
28228 | 10A, wall unit keyswitch........................................................................................................................................................ | [18 empty] | 340.53 |  |  | 20.12 |  |  | 25.23 |  | 77.01 |  | 28228
28229 | 20A, DP wall unit keyswitch.................................................................................................................................................. | [18 empty] | 378.03 |  |  | 20.12 |  |  | 25.23 |  | 77.01 |  | 28229
28/15
28 | ELECTRICAL INSTALLATION - SMALL POWER DISTRIBUTION | [18 empty] | 28
Item | Item
SUB-SWITCHES (CONT'D)
Take | [24 empty] | Take
The rates for sub-switches include the mounting boxes frames and cutting into wall where | [17 empty] | Supply |  |  |  |  | down |  | down |  |  | Fix
applicable. |  |  |  | and | [18 empty] | and |  | and set |  |  | only
fix | [22 empty] | clear |  | aside for
away | [24 empty] | re-use
Float switch : -
A | [22 empty] | B |  | C |  |  | D
Each |  |  | $ | [19 empty] | $ |  | $ |  |  | $
28230 | Mercury float switch .............................................................................................................................................................. | [18 empty] | 414.02 |  |  | 26.29 |  |  | 32.97 |  | 99.73 |  | 28230
28231 | Galvanized steel bracket for mercury float switch................................................................................................................. | [18 empty] | 136.16 |  |  | 12.73 |  |  | 15.88 |  | 48.24 |  | 28231
28232 | Ditto but of stainless steel 316................................................................................................................................................ | [18 empty] | 323.10 |  |  | 12.73 |  |  | 15.88 |  | 48.24 |  | 28232
Ceiling switch, cord or chain operated : -
Each
28233 | 6A, 1 way or 2 way SP............................................................................................................................................................ | [18 empty] | 66.86 |  |  | 9.69 |  |  | 11.98 |  | 36.61 |  | 28233
28234 | 10A, 1 way SP......................................................................................................................................................................... | [18 empty] | 69.44 |  |  | 9.69 |  |  | 11.98 |  | 36.61 |  | 28234
28235 | 10A, 2 way SP......................................................................................................................................................................... | [18 empty] | 74.36 |  |  | 9.69 |  |  | 11.98 |  | 36.61 |  | 28235
28236 | 15A, 1 way SP......................................................................................................................................................................... | [18 empty] | 77.74 |  |  | 9.69 |  |  | 11.98 |  | 36.61 |  | 28236
28237 | 16A, 1 way DP........................................................................................................................................................................ | [18 empty] | 81.29 |  |  | 9.69 |  |  | 11.98 |  | 36.61 |  | 28237
Miscellaneous switch : -
Each
28238 | Emergency stop switch, metalclad, heavy duty type.............................................................................................................. | [18 empty] | 380.71 |  |  | 12.73 |  |  | 15.88 |  | 48.24 |  | 28238
28239 | Push button switch, 5A, bakelite miniature panel mounting................................................................................................. | [18 empty] | 232.20 |  |  | 4.03 |  |  | 4.74 |  | 15.37 |  | 28239
28240 | On-off pull switch, 2A, for fluorescent fitting, fitted with ball chain and metal tassel......................................................... | [18 empty] | 61.54 |  |  | 4.03 |  |  | 4.74 |  | 15.37 |  | 28240
28241 | Toggle switch, 10/ 15A, 2 way............................................................................................................................................... | [18 empty] | 49.61 |  |  | 6.79 |  |  | 8.11 |  | 24.00 |  | 28241
28242 | Photo electric daylight switch 220V 50Hz............................................................................................................................. | [18 empty] | 471.76 |  |  | 25.31 |  |  | 32.71 |  | 98.49 |  | 28242
28243 | Dusk/ Dawn Photo electric switch, light threshold from 20 - 500 lux, adjustable ............................................................... | [18 empty] | 1,301.43 |  |  | 19.04 |  |  | 23.87 |  | 72.81 |  | 28243
28244 | Photo-electric control 1000W/ 1500VA 220 - 240V with standard 3-prong EEI-NEMA twist
lock mounting.......................................................................................................................................................................... | [19 empty] | 553.47 |  |  | 26.95 |  |  | 33.81 |  | 102.27 |  | 28244
28245 | Socket (or mount) with standard EEI-NEMA twist lock receptacle for photo-electric control............................................ | [18 empty] | 102.13 |  |  | 13.00 |  |  | 16.28 |  | 49.53 |  | 28245
28/16
28 | ELECTRICAL INSTALLATION - SMALL POWER DISTRIBUTION | [18 empty] | 28
Item | Item
BELLS AND BELL ACCESSORIES | [11 empty] | Take | [12 empty] | Take
Supply | [22 empty] | down |  | down |  |  | Fix
and | [22 empty] | and |  | and set |  |  | only
fix | [22 empty] | clear |  | aside for
away | [24 empty] | re-use
A | [22 empty] | B |  | C |  |  | D
Each |  |  | $ | [19 empty] | $ |  | $ |  |  | $
28246 | Door bell with bakelite case, battery operated type, of any rating......................................................................................... | [18 empty] | 137.16 |  |  | 13.35 |  |  | 15.75 |  | 41.03 |  | 28246
28247 | Door bell, 2 notes, 8V, without transformer........................................................................................................................... | [18 empty] | 155.64 |  |  | 13.35 |  |  | 15.75 |  | 41.03 |  | 28247
28248 | Door bell, 2 notes, 8V, with 220V/ 8V transformer............................................................................................................... | [18 empty] | 192.04 |  |  | 13.35 |  |  | 15.75 |  | 41.03 |  | 28248
28249 | Bell, underdome type, circular 75 mm diameter, 4.5, 6.0 or 12.0V...................................................................................... | [18 empty] | 243.75 |  |  | 13.35 |  |  | 15.75 |  | 41.03 |  | 28249
28250 | Ditto but circular and insulated pattern, 100 mm diameter, 12 or 24V................................................................................. | [18 empty] | 270.15 |  |  | 13.35 |  |  | 15.75 |  | 41.03 |  | 28250
28251 | Alarm bell, waterproof, 150 mm diameter gong, cast iron pattern continuous ringing,
220V A.C. or 24V D.C........................................................................................................................................................... | [19 empty] | 345.20 |  |  | 13.35 |  |  | 15.75 |  | 41.03 |  | 28251
28252 | Alarm bell, waterproof, 225 mm diameter gong, cast iron pattern continuous ringing,
220V A.C. or 24V D.C........................................................................................................................................................... | [19 empty] | 681.56 |  |  | 13.35 |  |  | 15.75 |  | 41.03 |  | 28252
28253 | Mini buzzer, 51 mm diameter, 8/ 12V A.C. .......................................................................................................................... | [18 empty] | 76.51 |  |  | 13.35 |  |  | 15.75 |  | 41.03 |  | 28253
28254 | Mini buzzer, 71 mm diameter, 8/ 12V A.C. .......................................................................................................................... | [18 empty] | 92.09 |  |  | 13.35 |  |  | 15.75 |  | 41.03 |  | 28254
28255 | Buzzer 24V A.C. with case..................................................................................................................................................... | [18 empty] | 125.70 |  |  | 13.35 |  |  | 15.75 |  | 41.03 |  | 28255
28256 | Buzzer 8V A.C. with case....................................................................................................................................................... | [18 empty] | 137.68 |  |  | 13.35 |  |  | 15.75 |  | 41.03 |  | 28256
28257 | Bell indicator, unit pendulum type, 6 - 9 ways....................................................................................................................... | [18 empty] | 58.08 |  |  | 13.35 |  |  | 15.75 |  | 41.03 |  | 28257
28258 | Bell push, flush type with bakelite plate on BS 4662 Box/ IEC 60670 Box ........................................................................ | [18 empty] | 59.49 |  |  | 10.83 |  |  | 13.42 |  | 33.42 |  | 28258
28259 | Weatherproof bell push, rated IP65........................................................................................................................................ | [18 empty] | 272.06 |  |  | 18.79 |  |  | 23.26 |  | 70.61 |  | 28259
28260 | Bell push, foot operated floor type......................................................................................................................................... | [18 empty] | 199.59 |  |  | 10.83 |  |  | 13.42 |  | 33.42 |  | 28260
28261 | Bell push, surface mounted..................................................................................................................................................... | [18 empty] | 48.52 |  |  | 10.83 |  |  | 13.42 |  | 33.42 |  | 28261
28262 | Bell transformer, 220/ 4V....................................................................................................................................................... | [18 empty] | 187.35 |  |  | 13.35 |  |  | 15.75 |  | 41.03 |  | 28262
28263 | Bell transformer, 220/ 8V....................................................................................................................................................... | [18 empty] | 188.54 |  |  | 13.35 |  |  | 15.75 |  | 41.03 |  | 28263
28264 | Bell transformer, 220/ 12V..................................................................................................................................................... | [18 empty] | 263.10 |  |  | 13.35 |  |  | 15.75 |  | 41.03 |  | 28264
28265 | Bell transformer, 220/ 24V..................................................................................................................................................... | [18 empty] | 275.21 |  |  | 13.35 |  |  | 15.75 |  | 41.03 |  | 28265
28266 | Control relay, with bakelite case plug-in type coil voltage 12/ 24/ 48V................................................................................ | [18 empty] | 156.26 |  |  | 13.35 |  |  | 15.75 |  | 41.03 |  | 28266
28267 | Ditto but coil voltage 110/ 220V............................................................................................................................................ | [18 empty] | 181.66 |  |  | 13.35 |  |  | 15.75 |  | 41.03 |  | 28267
28/17
28 | ELECTRICAL INSTALLATION - SMALL POWER DISTRIBUTION | [18 empty] | 28
Item | Item
CONDUITS AND CONDUIT FITTING
Take | [24 empty] | Take
Heavy gauge galvanized welded screwed steel conduit to IEC 61386-21, c/w all | [16 empty] | Supply | [5 empty] | down |  | down |  |  | Fix
necessary accessories and fixed in saddles, chases, screed, within dry partition | [16 empty] | and | [5 empty] | and |  | and set |  |  | only
or on shuttering : - |  |  |  |  | fix | [17 empty] | clear |  | aside for
away | [24 empty] | re-use
Concealed conduit : -
A | [22 empty] | B |  | C |  |  | D
Per linear metre |  |  |  |  | $ | [17 empty] | $ |  | $ |  |  | $
28268 | 20 mm diameter....................................................................................................................................................................... | [18 empty] | 43.78 |  |  | - |  |  | - |  | 18.04 |  | 28268
28269 | 25 mm diameter ...................................................................................................................................................................... | [18 empty] | 49.86 |  |  | - |  |  | - |  | 18.04 |  | 28269
28270 | 32 mm diameter....................................................................................................................................................................... | [18 empty] | 58.20 |  |  | - |  |  | - |  | 23.12 |  | 28270
Surface mounted conduit including all types of spacing saddles : -
Per linear metre
28271 | 20 mm diameter....................................................................................................................................................................... | [18 empty] | 71.80 |  |  | 9.52 |  |  | 11.62 |  | 38.36 |  | 28271
28272 | 25 mm diameter ...................................................................................................................................................................... | [18 empty] | 89.09 |  |  | 9.52 |  |  | 11.62 |  | 38.36 |  | 28272
28273 | 32 mm diameter....................................................................................................................................................................... | [18 empty] | 106.90 |  |  | 10.83 |  |  | 13.41 |  | 42.80 |  | 28273
28274 | 40 mm diameter....................................................................................................................................................................... | [18 empty] | 111.35 |  |  | 10.97 |  |  | 14.07 |  | 44.49 |  | 28274
28275 | 50 mm diameter....................................................................................................................................................................... | [18 empty] | 138.78 |  |  | 11.47 |  |  | 14.71 |  | 50.60 |  | 28275
Heavy gauge PVC conduit c/w all necessary accessories and fixed in saddles, chases,
screed, within dry partition, or on shuttering : -
Per linear metre
28276 | 20 mm diameter....................................................................................................................................................................... | [18 empty] | 30.27 |  |  | 4.78 |  |  | 5.86 |  | 14.63 |  | 28276
28277 | 25 mm diameter....................................................................................................................................................................... | [18 empty] | 37.96 |  |  | 5.62 |  |  | 6.97 |  | 17.94 |  | 28277
28278 | 32 mm diameter....................................................................................................................................................................... | [18 empty] | 47.64 |  |  | 5.88 |  |  | 7.33 |  | 19.34 |  | 28278
Draw wire in conduit : -
Per linear metre
28279 | Draw wire................................................................................................................................................................................ | [18 empty] | 1.92 |  |  | - |  |  | - |  | 1.65 |  | 28279
28/18
28 | ELECTRICAL INSTALLATION - SMALL POWER DISTRIBUTION | [18 empty] | 28
Item | Item
CONDUITS AND CONDUIT FITTING (CONT'D) | [14 empty] | Take | [9 empty] | Take
Supply | [22 empty] | down |  | down |  |  | Fix
and | [22 empty] | and |  | and set |  |  | only
Watertight flexible metallic conduit c/w all necessary accessories : - | [16 empty] | fix | [5 empty] | clear |  | aside for
away | [24 empty] | re-use
A | [22 empty] | B |  | C |  |  | D
Per linear metre |  |  |  |  | $ | [17 empty] | $ |  | $ |  |  | $
28280 | 20 mm diameter....................................................................................................................................................................... | [18 empty] | 34.61 |  |  | 8.60 |  |  | 10.32 |  | 13.42 |  | 28280
28281 | 25 mm diameter....................................................................................................................................................................... | [18 empty] | 42.65 |  |  | 8.60 |  |  | 10.32 |  | 13.42 |  | 28281
28282 | 32 mm diameter....................................................................................................................................................................... | [18 empty] | 50.18 |  |  | 8.60 |  |  | 10.32 |  | 13.42 |  | 28282
28283 | 40 mm diameter....................................................................................................................................................................... | [18 empty] | 75.50 |  |  | 9.40 |  |  | 11.27 |  | 14.59 |  | 28283
28284 | 50 mm diameter....................................................................................................................................................................... | [18 empty] | 107.63 |  |  | 9.40 |  |  | 11.27 |  | 14.59 |  | 28284
Watertight flexible metallic conduit with PVC sheathed c/w all necessary accessories : -
Per linear metre
28285 | 20 mm diameter....................................................................................................................................................................... | [18 empty] | 34.61 |  |  | 8.60 |  |  | 10.32 |  | 13.42 |  | 28285
28286 | 25 mm diameter....................................................................................................................................................................... | [18 empty] | 42.65 |  |  | 8.60 |  |  | 10.32 |  | 13.42 |  | 28286
28287 | 32 mm diameter....................................................................................................................................................................... | [18 empty] | 50.18 |  |  | 8.60 |  |  | 10.32 |  | 13.42 |  | 28287
28288 | 40 mm diameter....................................................................................................................................................................... | [18 empty] | 62.66 |  |  | 9.40 |  |  | 11.27 |  | 14.59 |  | 28288
28289 | 50 mm diameter....................................................................................................................................................................... | [18 empty] | 115.26 |  |  | 9.40 |  |  | 11.27 |  | 14.59 |  | 28289
Adaptors male/ female for flexible metallic conduit, brass, sweated or screwed onto
conduit of the following sizes : -
Each
28290 | 20 mm diameter....................................................................................................................................................................... | [18 empty] | 10.07 |  |  | 2.49 |  |  | 2.90 |  | 7.38 |  | 28290
28291 | 25 mm diameter....................................................................................................................................................................... | [18 empty] | 12.09 |  |  | 2.49 |  |  | 2.90 |  | 7.38 |  | 28291
28292 | 32 mm diameter....................................................................................................................................................................... | [18 empty] | 16.03 |  |  | 2.49 |  |  | 2.90 |  | 7.38 |  | 28292
28293 | 40 mm diameter....................................................................................................................................................................... | [18 empty] | 22.25 |  |  | 2.49 |  |  | 2.90 |  | 7.38 |  | 28293
28294 | 50 mm diameter....................................................................................................................................................................... | [18 empty] | 29.50 |  |  | 3.01 |  |  | 3.69 |  | 9.32 |  | 28294
28/19
28 | ELECTRICAL INSTALLATION - SMALL POWER DISTRIBUTION | [18 empty] | 28
Item | Item
CONDUITS AND CONDUIT FITTING (CONT'D) | [14 empty] | Take | [9 empty] | Take
Supply | [22 empty] | down |  | down |  |  | Fix
and | [22 empty] | and |  | and set |  |  | only
Brass female bushes for conduit of the following sizes : - | [14 empty] | fix | [7 empty] | clear |  | aside for
away | [24 empty] | re-use
A | [22 empty] | B |  | C |  |  | D
Each |  |  | $ | [19 empty] | $ |  | $ |  |  | $
28295 | 20 mm diameter....................................................................................................................................................................... | [18 empty] | 2.94 |  |  | 0.69 |  |  | 0.83 |  | 2.00 |  | 28295
28296 | 25 mm diameter....................................................................................................................................................................... | [18 empty] | 3.58 |  |  | 0.69 |  |  | 0.83 |  | 2.00 |  | 28296
28297 | 32 mm diameter....................................................................................................................................................................... | [18 empty] | 4.26 |  |  | 0.69 |  |  | 0.83 |  | 2.00 |  | 28297
28298 | 40 mm diameter....................................................................................................................................................................... | [18 empty] | 5.50 |  |  | 0.83 |  |  | 1.00 |  | 2.29 |  | 28298
28299 | 50 mm diameter....................................................................................................................................................................... | [18 empty] | 11.17 |  |  | 1.19 |  |  | 1.35 |  | 3.59 |  | 28299
Brass male bushes for conduit of the following sizes : -
Each
28300 | 20 mm diameter....................................................................................................................................................................... | [18 empty] | 3.11 |  |  | 0.69 |  |  | 0.83 |  | 2.00 |  | 28300
28301 | 25 mm diameter....................................................................................................................................................................... | [18 empty] | 3.88 |  |  | 0.69 |  |  | 0.83 |  | 2.00 |  | 28301
28302 | 32 mm diameter....................................................................................................................................................................... | [18 empty] | 4.47 |  |  | 0.69 |  |  | 0.83 |  | 2.00 |  | 28302
28303 | 40 mm diameter....................................................................................................................................................................... | [18 empty] | 6.46 |  |  | 0.83 |  |  | 1.00 |  | 2.29 |  | 28303
28304 | 50 mm diameter....................................................................................................................................................................... | [18 empty] | 10.90 |  |  | 1.19 |  |  | 1.35 |  | 3.59 |  | 28304
Rubber grommets of the following sizes : -
Each
28305 | 20 mm diameter....................................................................................................................................................................... | [18 empty] | 2.29 |  |  | 0.69 |  |  | 0.83 |  | 2.00 |  | 28305
28306 | 25 mm diameter....................................................................................................................................................................... | [18 empty] | 2.59 |  |  | 0.69 |  |  | 0.83 |  | 2.00 |  | 28306
28307 | 32 mm diameter....................................................................................................................................................................... | [18 empty] | 2.94 |  |  | 0.69 |  |  | 0.83 |  | 2.00 |  | 28307
28308 | 40 mm diameter....................................................................................................................................................................... | [18 empty] | 3.75 |  |  | 0.83 |  |  | 1.00 |  | 2.29 |  | 28308
28309 | 50 mm diameter....................................................................................................................................................................... | [18 empty] | 5.67 |  |  | 1.19 |  |  | 1.35 |  | 3.59 |  | 28309
28/20
28 | ELECTRICAL INSTALLATION - SMALL POWER DISTRIBUTION | [18 empty] | 28
Item | Item
CONDUITS AND CONDUIT FITTING (CONT'D) | [14 empty] | Take | [9 empty] | Take
Supply | [22 empty] | down |  | down |  |  | Fix
and | [22 empty] | and |  | and set |  |  | only
Conduit boxes, malleable iron (galvanized) for heavy gauge steel conduits, round | [16 empty] | fix | [5 empty] | clear |  | aside for
without lids for conduit of the following sizes : - | [11 empty] | away | [12 empty] | re-use
A | [22 empty] | B |  | C |  |  | D
Each |  |  | $ | [19 empty] | $ |  | $ |  |  | $
28310 | 20 mm diameter standard BESA boxes with 51 mm fixing centres...................................................................................... | [18 empty] | 31.37 |  |  | 6.85 |  |  | 8.27 |  | 21.13 |  | 28310
28311 | 20 mm diameter deep pattern standard BESA boxes with 51 mm fixing centres................................................................. | [18 empty] | 35.03 |  |  | 6.85 |  |  | 8.27 |  | 21.13 |  | 28311
28312 | Lids and screws for standard BESA boxes............................................................................................................................. | [18 empty] | 9.36 |  |  | 1.69 |  |  | 2.08 |  | 5.16 |  | 28312
28313 | Break joint ring, galvanized iron............................................................................................................................................ | [18 empty] | 8.29 |  |  | 1.69 |  |  | 2.08 |  | 5.16 |  | 28313
28314 | Metal break ring, or overlapping plate, galvanized iron, suitable for steel conduit box with
51 mm fixing centre................................................................................................................................................................ | [19 empty] | 7.37 |  |  | 1.69 |  |  | 2.08 |  | 5.16 |  | 28314
Heavy spacing saddles for steel conduit of the following sizes : -
Each
28315 | 20 mm diameter....................................................................................................................................................................... | [18 empty] | 16.30 |  |  | 4.03 |  |  | 4.70 |  | 12.22 |  | 28315
28316 | 25 mm diameter....................................................................................................................................................................... | [18 empty] | 16.74 |  |  | 4.03 |  |  | 4.70 |  | 12.22 |  | 28316
28317 | 32 mm diameter....................................................................................................................................................................... | [18 empty] | 17.67 |  |  | 4.03 |  |  | 4.70 |  | 12.22 |  | 28317
28318 | 40 mm diameter....................................................................................................................................................................... | [18 empty] | 24.25 |  |  | 4.70 |  |  | 5.62 |  | 14.20 |  | 28318
28319 | 50 mm diameter....................................................................................................................................................................... | [18 empty] | 25.67 |  |  | 4.70 |  |  | 5.62 |  | 14.20 |  | 28319
Spacing saddles for PVC conduit of the following sizes : -
Each
28320 | 20 mm diameter....................................................................................................................................................................... | [18 empty] | 14.58 |  |  | 3.65 |  |  | 4.44 |  | 11.17 |  | 28320
28321 | 25 mm diameter....................................................................................................................................................................... | [18 empty] | 15.54 |  |  | 3.65 |  |  | 4.44 |  | 11.17 |  | 28321
28322 | 32 mm diameter....................................................................................................................................................................... | [18 empty] | 16.34 |  |  | 3.65 |  |  | 4.44 |  | 11.17 |  | 28322
Ordinary duty spacing saddles (galvanized) for conduit of the following sizes : -
Each
28323 | 20 mm diameter....................................................................................................................................................................... | [18 empty] | 9.45 |  |  | 2.45 |  |  | 2.87 |  | 7.16 |  | 28323
28324 | 25 mm diameter....................................................................................................................................................................... | [18 empty] | 9.81 |  |  | 2.45 |  |  | 2.87 |  | 7.16 |  | 28324
28325 | 32 mm diameter....................................................................................................................................................................... | [18 empty] | 10.44 |  |  | 2.45 |  |  | 2.87 |  | 7.16 |  | 28325
28326 | 40 mm diameter....................................................................................................................................................................... | [18 empty] | 12.02 |  |  | 2.45 |  |  | 2.87 |  | 7.16 |  | 28326
28327 | 50 mm diameter....................................................................................................................................................................... | [18 empty] | 13.35 |  |  | 2.45 |  |  | 2.87 |  | 7.16 |  | 28327
28328 | Nipple, screwed, 20 mm......................................................................................................................................................... | [18 empty] | 7.85 |  |  | 1.34 |  |  | 1.60 |  | 4.03 |  | 28328
28329 | Lock nut, milled edge, round 20 mm...................................................................................................................................... | [18 empty] | 5.37 |  |  | 1.34 |  |  | 1.60 |  | 4.03 |  | 28329
28/21
28 | ELECTRICAL INSTALLATION - SMALL POWER DISTRIBUTION | [18 empty] | 28
Item | Item
CONDUITS AND CONDUIT FITTING (CONT'D) | [14 empty] | Take | [9 empty] | Take
Supply | [22 empty] | down |  | down |  |  | Fix
and | [22 empty] | and |  | and set |  |  | only
Solid couplers, screwed, malleable iron, galvanized, for steel conduit of the following | [17 empty] | fix |  |  |  |  | clear |  | aside for
sizes : - |  |  | away | [21 empty] | re-use
A | [22 empty] | B |  | C |  |  | D
Each |  |  | $ | [19 empty] | $ |  | $ |  |  | $
28330 | 20 mm diameter....................................................................................................................................................................... | [18 empty] | 6.16 |  |  | 1.35 |  |  | 1.63 |  | 4.04 |  | 28330
28331 | 25 mm diameter....................................................................................................................................................................... | [18 empty] | 7.05 |  |  | 1.35 |  |  | 1.63 |  | 4.04 |  | 28331
28332 | 32 mm diameter....................................................................................................................................................................... | [18 empty] | 8.11 |  |  | 1.35 |  |  | 1.63 |  | 4.04 |  | 28332
28333 | 40 mm diameter....................................................................................................................................................................... | [18 empty] | 10.67 |  |  | 1.35 |  |  | 1.63 |  | 4.04 |  | 28333
28334 | 50 mm diameter....................................................................................................................................................................... | [18 empty] | 14.82 |  |  | 1.35 |  |  | 1.63 |  | 4.04 |  | 28334
Adaptable junction boxes, cast iron/ sheet steel, galvanized, c/w cover (including
cutting and drilling holes into wall and ceiling as required)
Cast iron, square : -
Each
28335 | 75 x 75 x 50 mm..................................................................................................................................................................... | [18 empty] | 51.37 |  |  | 9.05 |  |  | 11.34 |  | 35.38 |  | 28335
28336 | 100 x 100 x 50 mm................................................................................................................................................................. | [18 empty] | 58.01 |  |  | 10.00 |  |  | 12.00 |  | 37.46 |  | 28336
28337 | 100 x 100 x 75 mm................................................................................................................................................................. | [18 empty] | 61.44 |  |  | 10.00 |  |  | 12.00 |  | 37.46 |  | 28337
28338 | 150 x 150 x 75 mm................................................................................................................................................................. | [18 empty] | 74.28 |  |  | 10.00 |  |  | 12.00 |  | 39.55 |  | 28338
28339 | 225 x 225 x 75 mm................................................................................................................................................................. | [18 empty] | 140.14 |  |  | 12.00 |  |  | 15.32 |  | 48.95 |  | 28339
28340 | 300 x 300 x 75 mm................................................................................................................................................................. | [18 empty] | 232.38 |  |  | 15.32 |  |  | 19.98 |  | 61.33 |  | 28340
Cast iron, oblong : -
Each
28341 | 150 x 75 x 50 mm................................................................................................................................................................... | [18 empty] | 61.15 |  |  | 10.00 |  |  | 12.00 |  | 37.47 |  | 28341
28342 | 225 x 150 x 75 mm................................................................................................................................................................. | [18 empty] | 101.49 |  |  | 10.00 |  |  | 12.00 |  | 39.55 |  | 28342
28343 | 300 x 200 x 90 mm................................................................................................................................................................. | [18 empty] | 160.40 |  |  | 12.00 |  |  | 15.32 |  | 48.95 |  | 28343
28344 | 450 x 300 x 100 mm............................................................................................................................................................... | [18 empty] | 290.76 |  |  | 15.32 |  |  | 19.98 |  | 61.33 |  | 28344
28/22
28 | ELECTRICAL INSTALLATION - SMALL POWER DISTRIBUTION | [18 empty] | 28
Item | Item
CONDUITS AND CONDUIT FITTING (CONT'D) | [14 empty] | Take | [9 empty] | Take
Supply | [22 empty] | down |  | down |  |  | Fix
and | [22 empty] | and |  | and set |  |  | only
Sheet steel, square : - |  |  |  |  | fix | [17 empty] | clear |  | aside for
away | [24 empty] | re-use
A | [22 empty] | B |  | C |  |  | D
Each |  |  | $ | [19 empty] | $ |  | $ |  |  | $
28345 | 75 x 75 x 50 mm..................................................................................................................................................................... | [18 empty] | 49.34 |  |  | 9.07 |  |  | 11.36 |  | 35.45 |  | 28345
28346 | 100 x 100 x 50 mm................................................................................................................................................................. | [18 empty] | 52.50 |  |  | 9.50 |  |  | 11.79 |  | 37.54 |  | 28346
28347 | 150 x 150 x 75 mm................................................................................................................................................................. | [18 empty] | 59.20 |  |  | 10.17 |  |  | 12.71 |  | 39.63 |  | 28347
28348 | 225 x 225 x 75 mm................................................................................................................................................................. | [18 empty] | 82.54 |  |  | 13.37 |  |  | 16.72 |  | 52.03 |  | 28348
28349 | 300 x 300 x 75 mm................................................................................................................................................................. | [18 empty] | 104.95 |  |  | 15.24 |  |  | 20.02 |  | 61.47 |  | 28349
PVC adaptable junction box c/w cover (including cutting and drilling holes into wall
and ceiling as required) : -
Each
28350 | 75 x 75 x 44 mm .................................................................................................................................................................... | [18 empty] | 30.11 |  |  | 6.89 |  |  | 8.32 |  | 20.71 |  | 28350
28351 | 100 x 100 x 50 mm ................................................................................................................................................................ | [18 empty] | 34.79 |  |  | 7.87 |  |  | 9.57 |  | 24.02 |  | 28351
28352 | 150 x 150 x 50 mm................................................................................................................................................................. | [18 empty] | 56.12 |  |  | 9.23 |  |  | 11.21 |  | 28.27 |  | 28352
28353 | 150 x 150 x 75 mm................................................................................................................................................................. | [18 empty] | 64.98 |  |  | 9.23 |  |  | 11.21 |  | 28.27 |  | 28353
28354 | 225 x 225 x 75 mm ................................................................................................................................................................ | [18 empty] | 97.11 |  |  | 12.38 |  |  | 15.88 |  | 47.93 |  | 28354
Sheet metal cover plate c/w screws for adaptable junction box of the following sizes : -
Each
28355 | 75 x 75 mm.............................................................................................................................................................................. | [18 empty] | 10.25 |  |  | 2.49 |  |  | 2.89 |  | 7.20 |  | 28355
28356 | 100 x 100 mm......................................................................................................................................................................... | [18 empty] | 11.20 |  |  | 2.49 |  |  | 2.89 |  | 7.20 |  | 28356
28357 | 150 x 150 mm......................................................................................................................................................................... | [18 empty] | 13.62 |  |  | 2.49 |  |  | 2.89 |  | 7.20 |  | 28357
28358 | 225 x 225 mm......................................................................................................................................................................... | [18 empty] | 23.56 |  |  | 2.49 |  |  | 2.89 |  | 7.20 |  | 28358
28359 | 300 x 300 mm......................................................................................................................................................................... | [18 empty] | 34.89 |  |  | 3.43 |  |  | 4.11 |  | 10.17 |  | 28359
28360 | 150 x 75 mm............................................................................................................................................................................ | [18 empty] | 11.36 |  |  | 2.49 |  |  | 2.89 |  | 7.20 |  | 28360
28361 | 225 x 150 mm......................................................................................................................................................................... | [18 empty] | 17.81 |  |  | 2.49 |  |  | 2.89 |  | 7.20 |  | 28361
28362 | 300 x 200 mm......................................................................................................................................................................... | [18 empty] | 25.70 |  |  | 2.49 |  |  | 2.89 |  | 7.20 |  | 28362
28363 | 450 x 300 mm......................................................................................................................................................................... | [18 empty] | 44.42 |  |  | 3.43 |  |  | 4.11 |  | 10.17 |  | 28363
28/23
28 | ELECTRICAL INSTALLATION - SMALL POWER DISTRIBUTION | [18 empty] | 28
Item | Item
CONDUITS AND CONDUIT FITTING (CONT'D) | [14 empty] | Take | [9 empty] | Take
Supply | [22 empty] | down |  | down |  |  | Fix
and | [22 empty] | and |  | and set |  |  | only
Galvanized cast iron box for surface mounting, to IEC 60670 or BS 4662 boxes : - | [17 empty] | fix |  |  |  |  | clear |  | aside for
away | [24 empty] | re-use
A | [22 empty] | B |  | C |  |  | D
Each |  |  | $ | [19 empty] | $ |  | $ |  |  | $
28364 | 35 mm deep, 1 gang................................................................................................................................................................ | [18 empty] | 10.16 |  |  | 2.49 |  |  | 2.93 |  | 4.85 |  | 28364
28365 | 47 mm deep, 1 gang................................................................................................................................................................ | [18 empty] | 11.07 |  |  | 2.49 |  |  | 2.93 |  | 4.85 |  | 28365
28366 | 35 mm deep, 2 gang................................................................................................................................................................ | [18 empty] | 13.28 |  |  | 2.49 |  |  | 2.93 |  | 4.85 |  | 28366
28367 | 47 mm deep, 2 gang................................................................................................................................................................ | [18 empty] | 16.09 |  |  | 2.49 |  |  | 2.93 |  | 4.85 |  | 28367
Galvanized steel box for flush mounting, to IEC 60670 or BS 4662 boxes : -
Each
28368 | 25 mm deep, 1 gang................................................................................................................................................................ | [18 empty] | 22.72 |  |  | 6.71 |  |  | 8.25 |  | 13.64 |  | 28368
28369 | 25 mm deep, 2 gang................................................................................................................................................................ | [18 empty] | 25.77 |  |  | 7.75 |  |  | 9.23 |  | 15.54 |  | 28369
28370 | 25 mm deep, 3 gang................................................................................................................................................................ | [18 empty] | 29.12 |  |  | 8.59 |  |  | 10.36 |  | 17.36 |  | 28370
28371 | 35 mm deep, 1 gang................................................................................................................................................................ | [18 empty] | 23.56 |  |  | 6.71 |  |  | 8.25 |  | 13.64 |  | 28371
28372 | 35 mm deep, 2 gang................................................................................................................................................................ | [18 empty] | 26.20 |  |  | 7.75 |  |  | 9.23 |  | 15.54 |  | 28372
28373 | 47 mm deep, 1 gang................................................................................................................................................................ | [18 empty] | 25.24 |  |  | 6.71 |  |  | 8.25 |  | 13.64 |  | 28373
28374 | 47 mm deep, 2 gang................................................................................................................................................................ | [18 empty] | 28.14 |  |  | 7.75 |  |  | 9.23 |  | 15.54 |  | 28374
28375 | 44 mm deep for shaver unit.................................................................................................................................................... | [18 empty] | 36.53 |  |  | 6.67 |  |  | 8.19 |  | 13.56 |  | 28375
Galvanized steel box for surface mounting, to IEC 60670 or BS 4662 boxes : -
Each
28376 | 41 mm deep, 1 gang with knockout........................................................................................................................................ | [18 empty] | 20.99 |  |  | 5.92 |  |  | 7.22 |  | 12.00 |  | 28376
28377 | 41 mm deep, 2 gang with knockout........................................................................................................................................ | [18 empty] | 25.11 |  |  | 6.47 |  |  | 8.09 |  | 13.18 |  | 28377
28378 | 17 mm deep, 1 gang................................................................................................................................................................ | [18 empty] | 19.79 |  |  | 5.73 |  |  | 6.84 |  | 11.60 |  | 28378
28379 | 25 mm deep, 1 gang................................................................................................................................................................ | [18 empty] | 20.20 |  |  | 5.73 |  |  | 6.84 |  | 11.60 |  | 28379
28380 | 30 mm or 32 mm deep, 1 gang............................................................................................................................................... | [18 empty] | 20.40 |  |  | 5.73 |  |  | 6.84 |  | 11.60 |  | 28380
28381 | 30 mm or 32 mm deep, 2 gang............................................................................................................................................... | [18 empty] | 21.71 |  |  | 6.11 |  |  | 7.43 |  | 11.79 |  | 28381
28382 | 30 mm or 32 mm deep, 3 gang............................................................................................................................................... | [18 empty] | 23.13 |  |  | 6.11 |  |  | 7.43 |  | 11.79 |  | 28382
28383 | 38 mm or 40 mm deep, 1 gang............................................................................................................................................... | [18 empty] | 22.07 |  |  | 5.92 |  |  | 7.22 |  | 12.00 |  | 28383
28384 | 38 mm or 40 mm deep, 2 gang............................................................................................................................................... | [18 empty] | 25.32 |  |  | 6.47 |  |  | 8.09 |  | 13.18 |  | 28384
28385 | 38 mm or 40 mm deep for 2 x 1 gang with partition.............................................................................................................. | [18 empty] | 26.23 |  |  | 6.47 |  |  | 8.09 |  | 13.18 |  | 28385
28386 | 44 mm deep, 1 gang................................................................................................................................................................ | [18 empty] | 23.02 |  |  | 5.92 |  |  | 7.22 |  | 12.00 |  | 28386
28387 | 44 mm deep for shaver unit.................................................................................................................................................... | [18 empty] | 32.52 |  |  | 5.92 |  |  | 7.22 |  | 12.00 |  | 28387
28/24
28 | ELECTRICAL INSTALLATION - SMALL POWER DISTRIBUTION | [18 empty] | 28
Item | Item
CONDUITS AND CONDUIT FITTING (CONT'D) | [14 empty] | Take | [9 empty] | Take
Supply | [22 empty] | down |  | down |  |  | Fix
and | [22 empty] | and |  | and set |  |  | only
PVC switch box : - |  |  |  |  | fix | [17 empty] | clear |  | aside for
away | [24 empty] | re-use
A | [22 empty] | B |  | C |  |  | D
Each |  |  | $ | [19 empty] | $ |  | $ |  |  | $
28388 | 35 mm deep, 1 gang................................................................................................................................................................ | [18 empty] | 9.98 |  |  | 2.46 |  |  | 2.90 |  | 7.22 |  | 28388
28389 | 47 mm deep, 1 gang................................................................................................................................................................ | [18 empty] | 10.36 |  |  | 2.46 |  |  | 2.90 |  | 7.22 |  | 28389
28390 | 47 mm deep, 2 gang................................................................................................................................................................ | [18 empty] | 16.68 |  |  | 2.46 |  |  | 2.90 |  | 7.22 |  | 28390
28391 | surface switch box 35 mm deep, 1 gang................................................................................................................................. | [18 empty] | 10.37 |  |  | 2.46 |  |  | 2.90 |  | 7.22 |  | 28391
28392 | surface switch box 47 mm deep, 1 gang................................................................................................................................. | [18 empty] | 10.44 |  |  | 2.46 |  |  | 2.90 |  | 7.22 |  | 28392
28393 | surface switch box 47 mm deep, 2 gang................................................................................................................................. | [18 empty] | 16.66 |  |  | 2.46 |  |  | 2.90 |  | 7.22 |  | 28393
Steel base box for grid switch : -
Each
28394 | 73 x 73 x 40 mm..................................................................................................................................................................... | [18 empty] | 67.64 |  |  | 8.60 |  |  | 10.38 |  | 26.09 |  | 28394
28395 | 73 x 133 x 40 mm................................................................................................................................................................... | [18 empty] | 81.48 |  |  | 9.50 |  |  | 11.43 |  | 28.78 |  | 28395
28396 | 133 x 133 x 40 mm................................................................................................................................................................. | [18 empty] | 206.18 |  |  | 10.28 |  |  | 12.30 |  | 39.28 |  | 28396
28397 | 194 x 133 x 40 mm................................................................................................................................................................. | [18 empty] | 225.61 |  |  | 11.19 |  |  | 14.90 |  | 42.85 |  | 28397
Moulded base box for grid switch : -
Each
28398 | 1 gang or 2 gang...................................................................................................................................................................... | [18 empty] | 30.84 |  |  | 6.72 |  |  | 8.05 |  | 20.52 |  | 28398
28399 | 3 gang or 4 gang...................................................................................................................................................................... | [18 empty] | 43.79 |  |  | 6.72 |  |  | 8.05 |  | 20.52 |  | 28399
Blank plate : -
Each
28400 | White bakelite, 1 gang............................................................................................................................................................ | [18 empty] | 12.54 |  |  | 1.45 |  |  | 1.74 |  | 4.17 |  | 28400
28401 | White bakelite, 2 gang............................................................................................................................................................ | [18 empty] | 19.88 |  |  | 1.45 |  |  | 1.74 |  | 4.17 |  | 28401
28402 | Stainless steel, 1 gang............................................................................................................................................................. | [18 empty] | 42.09 |  |  | 4.21 |  |  | 4.91 |  | 15.58 |  | 28402
28403 | Stainless steel, 2 gang............................................................................................................................................................. | [18 empty] | 45.91 |  |  | 4.21 |  |  | 4.91 |  | 15.58 |  | 28403
28/25
28 | ELECTRICAL INSTALLATION - SMALL POWER DISTRIBUTION | [18 empty] | 28
Item | Item
CONDUITS AND CONDUIT FITTING (CONT'D) | [14 empty] | Take | [9 empty] | Take
Supply | [22 empty] | down |  | down |  |  | Fix
and | [22 empty] | and |  | and set |  |  | only
Accessories for weatherproof switch/ socket : - | [11 empty] | fix | [10 empty] | clear |  | aside for
away | [24 empty] | re-use
A | [22 empty] | B |  | C |  |  | D
Each |  |  | $ | [19 empty] | $ |  | $ |  |  | $
28404 | Entry blank.............................................................................................................................................................................. | [18 empty] | 22.41 |  |  | 3.04 |  |  | 3.58 |  | 9.25 |  | 28404
28405 | PVC cable entry...................................................................................................................................................................... | [18 empty] | 22.96 |  |  | 3.04 |  |  | 3.58 |  | 9.25 |  | 28405
28406 | 20 mm conduit entry............................................................................................................................................................... | [18 empty] | 24.27 |  |  | 3.04 |  |  | 3.58 |  | 9.25 |  | 28406
28407 | Box coupler............................................................................................................................................................................. | [18 empty] | 12.68 |  |  | 0.67 |  |  | 0.82 |  | 2.04 |  | 28407
28408 | Gel seal for socket................................................................................................................................................................... | [18 empty] | 26.77 |  |  | 2.33 |  |  | 2.86 |  | 7.08 |  | 28408
28409 | Surface mounting 1 gang box................................................................................................................................................. | [18 empty] | 78.48 |  |  | 6.72 |  |  | 8.26 |  | 20.52 |  | 28409
28410 | Surface mounting 2 gang box................................................................................................................................................. | [18 empty] | 104.02 |  |  | 6.72 |  |  | 8.26 |  | 20.52 |  | 28410
28411 | 1 gang flush mounting frame.................................................................................................................................................. | [18 empty] | 173.90 |  |  | 9.56 |  |  | 11.69 |  | 35.31 |  | 28411
28412 | 2 gang flush mounting frame.................................................................................................................................................. | [18 empty] | 257.73 |  |  | 9.96 |  |  | 12.07 |  | 36.27 |  | 28412
UNDERFLOOR BUSBAR TRUNKING UNIT | [14 empty] | Take | [9 empty] | Take
Supply | [22 empty] | down |  | down |  |  | Fix
and | [22 empty] | and |  | and set |  |  | only
Underfloor busbar trunking unit (with colour) for final circuit distribution c/w | [16 empty] | fix | [5 empty] | clear |  | aside for
trunking coupler, all necessary interconnection wirings and accessories : - | [16 empty] | away | [7 empty] | re-use
A | [22 empty] | B |  | C |  |  | D
Each |  |  | $ | [19 empty] | $ |  | $ |  |  | $
28413 | Four compartments 300 mm wide, 1200 mm long................................................................................................................ | [18 empty] | 961.08 |  |  | 61.78 |  |  | 76.99 |  | 107.10 |  | 28413
28414 | Four compartments 300 mm wide, 2400 mm long................................................................................................................ | [18 empty] | 1,908.37 |  |  | 118.73 |  |  | 134.50 |  | 152.32 |  | 28414
Underfloor busbar trunking accessories : -
Each
28415 | Flexible connector assembly c/w 2 m long flexible conduit and all necessary wirings........................................................ | [18 empty] | 134.61 |  |  | 30.12 |  |  | 45.19 |  | 45.86 |  | 28415
28416 | Cross over bridge assembly for four compartments trunking................................................................................................ | [18 empty] | 992.90 |  |  | 58.92 |  |  | 73.20 |  | 115.18 |  | 28416
28/26
28 | ELECTRICAL INSTALLATION - SMALL POWER DISTRIBUTION | [18 empty] | 28
Item | Item
FLOOR OUTLET BOX
Take | [24 empty] | Take
Supply | [22 empty] | down |  | down |  |  | Fix
Floor outlet box or trunking service box c/w base box, cover including carpet frame | [17 empty] | and |  |  |  |  | and |  | and set |  |  | only
& lid assembly, blank plate for spare outlet hole, mounting plate with outlet hole suitable | [17 empty] | fix |  |  |  |  | clear |  | aside for
for installing power socket, LAN socket and Telephone socket (socket outlet, cabling | [17 empty] | away | [6 empty] | re-use
& wiring facilities to be measured separately) : -
A | [22 empty] | B |  | C |  |  | D
Each |  |  | $ | [19 empty] | $ |  | $ |  |  | $
28417 | Two compartment type with 3/ 4 outlet holes........................................................................................................................ | [18 empty] | 1,033.79 |  |  | 61.78 |  |  | 76.99 |  | 166.07 |  | 28417
28418 | Three compartment type with 6/ 9 outlet holes...................................................................................................................... | [18 empty] | 1,038.88 |  |  | 61.78 |  |  | 76.99 |  | 174.23 |  | 28418
28419 | Four compartment type with 8 outlet holes............................................................................................................................ | [18 empty] | 1,043.24 |  |  | 61.78 |  |  | 76.99 |  | 181.96 |  | 28419
CABLE TRUNKING AND CABLE TRAY
Take | [24 empty] | Take
Cable trunking galvanized sheet steel suspended from ceiling soffit or fixed to wall | [17 empty] | Supply |  |  |  |  | down |  | down |  |  | Fix
with cover, an addition of fifty (50) percent will be made to the rate involving hanger | [17 empty] | and |  |  |  |  | and |  | and set |  |  | only
or bracket for trunking installed all the way exceeding 450 mm from ceiling soffit or | [17 empty] | fix |  |  |  |  | clear |  | aside for
wall : - |  |  | away | [21 empty] | re-use
Trunking : -
A | [22 empty] | B |  | C |  |  | D
Per linear metre |  |  |  |  | $ | [17 empty] | $ |  | $ |  |  | $
28420 | 50 x 50 mm 1 compartment.................................................................................................................................................... | [18 empty] | 108.35 |  |  | 14.20 |  |  | 18.08 |  | 63.19 |  | 28420
28421 | 50 x 75 mm ditto..................................................................................................................................................................... | [18 empty] | 115.63 |  |  | 14.71 |  |  | 18.72 |  | 66.24 |  | 28421
28422 | 75 x 75 mm ditto..................................................................................................................................................................... | [18 empty] | 119.97 |  |  | 15.36 |  |  | 20.01 |  | 69.11 |  | 28422
28423 | 50 x 100 mm ditto................................................................................................................................................................... | [18 empty] | 119.97 |  |  | 15.36 |  |  | 20.01 |  | 69.11 |  | 28423
28424 | 75 x 100 mm ditto................................................................................................................................................................... | [18 empty] | 124.27 |  |  | 17.29 |  |  | 21.28 |  | 77.42 |  | 28424
28425 | 100 x 100 mm ditto................................................................................................................................................................. | [18 empty] | 136.23 |  |  | 17.29 |  |  | 21.28 |  | 77.42 |  | 28425
28426 | 100 x 150 mm ditto................................................................................................................................................................. | [18 empty] | 146.51 |  |  | 18.57 |  |  | 23.76 |  | 84.21 |  | 28426
28427 | 150 x 150 mm ditto................................................................................................................................................................. | [18 empty] | 169.81 |  |  | 21.25 |  |  | 25.67 |  | 92.89 |  | 28427
28428 | 150 x 200 mm ditto................................................................................................................................................................. | [18 empty] | 181.73 |  |  | 22.57 |  |  | 28.40 |  | 100.73 |  | 28428
28429 | 150 x 250 mm ditto................................................................................................................................................................. | [18 empty] | 193.63 |  |  | 25.00 |  |  | 31.65 |  | 107.98 |  | 28429
28430 | 150 x 500 mm ditto................................................................................................................................................................. | [18 empty] | 257.85 |  |  | 32.86 |  |  | 38.26 |  | 129.54 |  | 28430
28431 | 200 x 200 mm ditto................................................................................................................................................................. | [18 empty] | 151.98 |  |  | 32.86 |  |  | 38.26 |  | 129.54 |  | 28431
28432 | 300 x 300 mm ditto................................................................................................................................................................. | [18 empty] | 244.85 |  |  | 32.86 |  |  | 38.26 |  | 129.54 |  | 28432
28433 | 50 x 100 mm 2 compartments................................................................................................................................................ | [18 empty] | 130.27 |  |  | 15.36 |  |  | 20.01 |  | 69.11 |  | 28433
28/27
28 | ELECTRICAL INSTALLATION - SMALL POWER DISTRIBUTION | [18 empty] | 28
Item | Item
CABLE TRUNKING AND CABLE TRAY (CONT'D)
Take | [24 empty] | Take
Cable trunking galvanized sheet steel suspended from ceiling soffit or fixed to wall | [17 empty] | Supply |  |  |  |  | down |  | down |  |  | Fix
with cover, an addition of fifty (50) percent will be made to the rate involving hanger | [17 empty] | and |  |  |  |  | and |  | and set |  |  | only
or bracket for trunking installed all the way exceeding 450 mm from ceiling soffit or | [17 empty] | fix |  |  |  |  | clear |  | aside for
wall : - (Cont'd) |  |  |  |  | away | [19 empty] | re-use
Trunking : - (Cont'd)
A | [22 empty] | B |  | C |  |  | D
Per linear metre |  |  |  |  | $ | [17 empty] | $ |  | $ |  |  | $
28434 | 50 x 150 mm 2 compartments................................................................................................................................................ | [18 empty] | 175.96 |  |  | 17.93 |  |  | 21.92 |  | 79.31 |  | 28434
28435 | 75 x 100 mm ditto................................................................................................................................................................... | [18 empty] | 167.75 |  |  | 17.93 |  |  | 21.92 |  | 79.90 |  | 28435
28436 | 75 x 150 mm ditto................................................................................................................................................................... | [18 empty] | 183.93 |  |  | 17.93 |  |  | 21.92 |  | 79.90 |  | 28436
28437 | 100 x 150 mm ditto................................................................................................................................................................. | [18 empty] | 209.14 |  |  | 18.57 |  |  | 23.76 |  | 84.21 |  | 28437
28438 | 75 x 100 mm 3 compartments................................................................................................................................................ | [18 empty] | 185.33 |  |  | 17.93 |  |  | 21.92 |  | 79.90 |  | 28438
28439 | 75 x 150 mm ditto................................................................................................................................................................... | [18 empty] | 201.48 |  |  | 17.93 |  |  | 21.92 |  | 79.90 |  | 28439
28440 | 100 x 150 mm ditto................................................................................................................................................................. | [18 empty] | 217.90 |  |  | 18.57 |  |  | 23.76 |  | 84.21 |  | 28440
28441 | 150 x 150 mm ditto................................................................................................................................................................. | [18 empty] | 266.57 |  |  | 21.25 |  |  | 25.67 |  | 92.89 |  | 28441
28442 | 150 x 200 mm ditto................................................................................................................................................................. | [18 empty] | 290.09 |  |  | 22.57 |  |  | 28.40 |  | 100.73 |  | 28442
Trunking cover : -
Per linear metre
28443 | 50 mm wide............................................................................................................................................................................. | [18 empty] | 95.60 |  |  | 2.09 |  |  | 2.53 |  | 6.03 |  | 28443
28444 | 75 mm wide............................................................................................................................................................................. | [18 empty] | 98.85 |  |  | 2.09 |  |  | 2.53 |  | 6.03 |  | 28444
28445 | 100 mm wide........................................................................................................................................................................... | [18 empty] | 101.01 |  |  | 2.09 |  |  | 2.53 |  | 6.03 |  | 28445
28446 | 150 mm wide........................................................................................................................................................................... | [18 empty] | 108.85 |  |  | 3.10 |  |  | 3.78 |  | 9.12 |  | 28446
28447 | 200 mm wide........................................................................................................................................................................... | [18 empty] | 117.02 |  |  | 3.78 |  |  | 4.62 |  | 11.10 |  | 28447
28448 | 300 mm wide........................................................................................................................................................................... | [18 empty] | 128.39 |  |  | 4.62 |  |  | 5.57 |  | 13.50 |  | 28448
28449 | 500 mm wide........................................................................................................................................................................... | [18 empty] | 153.00 |  |  | 5.86 |  |  | 6.97 |  | 16.78 |  | 28449
Extra over trunking of the following sizes for cross unit 4-way, with 4 connectors : -
Each
28450 | 50 x 50 mm.............................................................................................................................................................................. | [18 empty] | 105.35 |  |  | 12.10 |  |  | 15.39 |  | 46.80 |  | 28450
28451 | 75 x 75 mm.............................................................................................................................................................................. | [18 empty] | 112.42 |  |  | 13.31 |  |  | 16.64 |  | 49.23 |  | 28451
28452 | 100 x 100 mm......................................................................................................................................................................... | [18 empty] | 121.09 |  |  | 14.08 |  |  | 17.44 |  | 52.53 |  | 28452
28453 | 100 x 150 mm......................................................................................................................................................................... | [18 empty] | 128.68 |  |  | 14.74 |  |  | 18.11 |  | 54.69 |  | 28453
28454 | 150 x 150 mm......................................................................................................................................................................... | [18 empty] | 143.85 |  |  | 15.39 |  |  | 20.05 |  | 59.63 |  | 28454
28/28
28 | ELECTRICAL INSTALLATION - SMALL POWER DISTRIBUTION | [18 empty] | 28
Item | Item
CABLE TRUNKING AND CABLE TRAY (CONT'D) | [14 empty] | Take | [9 empty] | Take
Supply | [22 empty] | down |  | down |  |  | Fix
and | [22 empty] | and |  | and set |  |  | only
Extra over trunking for reducer unit with 2 connectors : - | [14 empty] | fix | [7 empty] | clear |  | aside for
away | [24 empty] | re-use
A | [22 empty] | B |  | C |  |  | D
Each |  |  | $ | [19 empty] | $ |  | $ |  |  | $
28455 | 75 x 75 mm to 100 x 100 mm................................................................................................................................................. | [18 empty] | 104.55 |  |  | 11.43 |  |  | 14.74 |  | 43.92 |  | 28455
28456 | 100 x 100 mm to 100 x 150 mm............................................................................................................................................. | [18 empty] | 108.35 |  |  | 12.10 |  |  | 15.39 |  | 47.06 |  | 28456
28457 | 100 x 100 mm to 150 x 150 mm............................................................................................................................................. | [18 empty] | 115.93 |  |  | 13.31 |  |  | 16.64 |  | 50.07 |  | 28457
Extra over trunking of the following size for flat tee, edge tee unit with connectors : -
Each
28458 | 50 x 50 mm.............................................................................................................................................................................. | [18 empty] | 98.59 |  |  | 11.43 |  |  | 14.09 |  | 41.93 |  | 28458
28459 | 50 x 100/ 75 x 75 mm............................................................................................................................................................. | [18 empty] | 103.18 |  |  | 11.43 |  |  | 14.74 |  | 43.92 |  | 28459
28460 | 75 x 100 mm............................................................................................................................................................................ | [18 empty] | 104.82 |  |  | 12.10 |  |  | 15.39 |  | 47.06 |  | 28460
28461 | 100 x 100 mm......................................................................................................................................................................... | [18 empty] | 108.59 |  |  | 12.10 |  |  | 15.39 |  | 47.06 |  | 28461
28462 | 100 x 150 mm......................................................................................................................................................................... | [18 empty] | 113.23 |  |  | 13.31 |  |  | 16.64 |  | 50.07 |  | 28462
28463 | 150 x 150 mm......................................................................................................................................................................... | [18 empty] | 122.69 |  |  | 14.74 |  |  | 18.11 |  | 54.69 |  | 28463
28464 | 200 x 200 mm......................................................................................................................................................................... | [18 empty] | 131.89 |  |  | 15.39 |  |  | 20.05 |  | 59.63 |  | 28464
Extra over trunking of the following size for flat elbow, internal or external elbow
unit with connectors : -
Each
28465 | 50 x 50 mm.............................................................................................................................................................................. | [18 empty] | 96.67 |  |  | 10.99 |  |  | 14.15 |  | 42.09 |  | 28465
28466 | 50 x 100/ 75 x 75 mm............................................................................................................................................................. | [18 empty] | 100.23 |  |  | 11.50 |  |  | 14.80 |  | 44.09 |  | 28466
28467 | 50 x 150/ 100 x 100 mm......................................................................................................................................................... | [18 empty] | 104.55 |  |  | 12.17 |  |  | 15.46 |  | 47.24 |  | 28467
28468 | 75 x 100 mm............................................................................................................................................................................ | [18 empty] | 101.54 |  |  | 12.17 |  |  | 15.46 |  | 47.24 |  | 28468
28469 | 75 x 150 mm............................................................................................................................................................................ | [18 empty] | 106.97 |  |  | 13.37 |  |  | 16.72 |  | 50.27 |  | 28469
28470 | 100 x 150 mm......................................................................................................................................................................... | [18 empty] | 108.35 |  |  | 13.37 |  |  | 16.72 |  | 50.27 |  | 28470
28471 | 150 x 150 mm......................................................................................................................................................................... | [18 empty] | 115.93 |  |  | 14.80 |  |  | 18.18 |  | 54.91 |  | 28471
28472 | 150 x 500 mm......................................................................................................................................................................... | [18 empty] | 190.41 |  |  | 16.84 |  |  | 22.31 |  | 67.59 |  | 28472
28/29
28 | ELECTRICAL INSTALLATION - SMALL POWER DISTRIBUTION | [18 empty] | 28
Item | Item
CABLE TRUNKING AND CABLE TRAY (CONT'D) | [14 empty] | Take | [9 empty] | Take
Supply | [22 empty] | down |  | down |  |  | Fix
and | [22 empty] | and |  | and set |  |  | only
Extra over trunking of the following size for flat elbow, internal or external elbow | [16 empty] | fix | [5 empty] | clear |  | aside for
unit with connectors : - (Cont'd) | [9 empty] | away | [14 empty] | re-use
A | [22 empty] | B |  | C |  |  | D
Each |  |  | $ | [19 empty] | $ |  | $ |  |  | $
28473 | 200 x 200 mm......................................................................................................................................................................... | [18 empty] | 123.22 |  |  | 15.46 |  |  | 20.12 |  | 59.86 |  | 28473
28474 | 300 x 300 mm......................................................................................................................................................................... | [18 empty] | 161.15 |  |  | 16.84 |  |  | 22.31 |  | 67.59 |  | 28474
28475 | 50 x 100 mm 2 compartments................................................................................................................................................ | [18 empty] | 102.92 |  |  | 11.50 |  |  | 14.80 |  | 44.09 |  | 28475
28476 | 50 x 150 mm 2 compartments................................................................................................................................................ | [18 empty] | 107.80 |  |  | 12.17 |  |  | 15.46 |  | 47.24 |  | 28476
28477 | 100 x 150 mm 2 compartments.............................................................................................................................................. | [18 empty] | 111.59 |  |  | 13.37 |  |  | 16.72 |  | 50.27 |  | 28477
28478 | 75 x 100 mm 3 compartments................................................................................................................................................ | [18 empty] | 106.97 |  |  | 12.17 |  |  | 15.46 |  | 47.24 |  | 28478
28479 | 75 x 150 mm 3 compartments................................................................................................................................................ | [18 empty] | 113.43 |  |  | 12.78 |  |  | 16.10 |  | 48.81 |  | 28479
28480 | 100 x 150 mm 3 compartments.............................................................................................................................................. | [18 empty] | 114.84 |  |  | 13.37 |  |  | 16.72 |  | 50.27 |  | 28480
28481 | 150 x 150 mm 3 compartments.............................................................................................................................................. | [18 empty] | 124.05 |  |  | 14.15 |  |  | 17.54 |  | 52.17 |  | 28481
Blank end for cable trunking of the following sizes : -
Each
28482 | 50 x 50 mm.............................................................................................................................................................................. | [18 empty] | 46.96 |  |  | 4.73 |  |  | 6.11 |  | 14.18 |  | 28482
28483 | 50 x 100/ 75 x 75 mm............................................................................................................................................................. | [18 empty] | 48.27 |  |  | 4.73 |  |  | 6.11 |  | 14.18 |  | 28483
28484 | 50 x 150/ 100 x 100 mm......................................................................................................................................................... | [18 empty] | 49.61 |  |  | 4.73 |  |  | 6.11 |  | 14.18 |  | 28484
28485 | 75 x 100 mm............................................................................................................................................................................ | [18 empty] | 49.00 |  |  | 4.73 |  |  | 6.11 |  | 14.18 |  | 28485
28486 | 100 x 150 mm......................................................................................................................................................................... | [18 empty] | 52.65 |  |  | 4.73 |  |  | 6.11 |  | 14.18 |  | 28486
28487 | 150 x 150 mm......................................................................................................................................................................... | [18 empty] | 53.97 |  |  | 4.74 |  |  | 6.12 |  | 14.20 |  | 28487
28488 | 150 x 500 mm......................................................................................................................................................................... | [18 empty] | 75.73 |  |  | 7.00 |  |  | 9.04 |  | 21.47 |  | 28488
28489 | 300 x 300 mm......................................................................................................................................................................... | [18 empty] | 73.79 |  |  | 7.00 |  |  | 9.04 |  | 21.47 |  | 28489
28490 | Wiring clip for cable trunking................................................................................................................................................. | [18 empty] | 44.31 |  |  | 0.44 |  |  | 0.56 |  | 1.17 |  | 28490
28/30
28 | ELECTRICAL INSTALLATION - SMALL POWER DISTRIBUTION | [18 empty] | 28
Item | Item
CABLE TRUNKING AND CABLE TRAY (CONT'D) | [14 empty] | Take | [9 empty] | Take
Supply | [22 empty] | down |  | down |  |  | Fix
and | [22 empty] | and |  | and set |  |  | only
PVC mini-trunking to IEC 61084-1, c/w all cross over, elbow, tee, blank end | [16 empty] | fix | [5 empty] | clear |  | aside for
and all necessary fixing accessories : - | [9 empty] | away | [14 empty] | re-use
A | [22 empty] | B |  | C |  |  | D
Per linear metre |  |  |  |  | $ | [17 empty] | $ |  | $ |  |  | $
28491 | 16 x 16 mm.............................................................................................................................................................................. | [18 empty] | 29.23 |  |  | 3.27 |  |  | 4.17 |  | 12.68 |  | 28491
28492 | 16 x 25/ 16 x 40/ 25 x 25 mm................................................................................................................................................. | [18 empty] | 37.92 |  |  | 5.00 |  |  | 6.11 |  | 15.39 |  | 28492
28493 | 25 x 40/ 25 x 50 mm............................................................................................................................................................... | [18 empty] | 45.47 |  |  | 5.00 |  |  | 6.11 |  | 15.39 |  | 28493
28494 | 32 x 50/ 50 x 50 mm............................................................................................................................................................... | [18 empty] | 70.07 |  |  | 5.00 |  |  | 6.11 |  | 15.39 |  | 28494
Surface galvanized sheet steel weatherproof trunking, including all cross over, tee,
bend, blank end and fixing accessories : -
Per linear metre
28495 | 100 x 100 mm......................................................................................................................................................................... | [18 empty] | 353.63 |  |  | 41.01 |  |  | 51.19 |  | 161.68 |  | 28495
28496 | 150 x 150 mm......................................................................................................................................................................... | [18 empty] | 495.78 |  |  | 49.37 |  |  | 61.08 |  | 190.54 |  | 28496
Exposed floor trunking, including all trunking fittings, crossover, tee, riser bend,
outlet box and other accessories, manufactured from 1.6 mm galvanized steel, lids of
3 mm galvanized steel, flush or recessed covers, pyramid sides : -
Per linear metre
28497 | 153 mm x 38 mm (2 compartments) trunking........................................................................................................................ | [18 empty] | 187.83 |  |  | 16.86 |  |  | 20.81 |  | 61.75 |  | 28497
28498 | 228 mm x 38 mm (3 compartments) trunking........................................................................................................................ | [18 empty] | 224.45 |  |  | 20.25 |  |  | 24.93 |  | 76.09 |  | 28498
Each
28499 | 153 mm x 38 mm (2 compartments) junction box................................................................................................................. | [18 empty] | 369.22 |  |  | 11.00 |  |  | 13.90 |  | 42.83 |  | 28499
28500 | 228 mm x 38 mm (3 compartments) junction box................................................................................................................. | [18 empty] | 419.29 |  |  | 13.90 |  |  | 17.21 |  | 53.56 |  | 28500
28/31
28 | ELECTRICAL INSTALLATION - SMALL POWER DISTRIBUTION | [18 empty] | 28
Item | Item
CABLE TRUNKING AND CABLE TRAY (CONT'D)
Take | [24 empty] | Take
Supply | [22 empty] | down |  | down |  |  | Fix
Flush floor trunking, including all trunking fittings, tee, cross over, riser bend, | [16 empty] | and | [5 empty] | and |  | and set |  |  | only
outlet box and other accessories, manufactured from 1.6 mm galvanized steel, lids of | [17 empty] | fix |  |  |  |  | clear |  | aside for
3 mm galvanized steel, flush or recessed covers : - | [12 empty] | away | [11 empty] | re-use
A | [22 empty] | B |  | C |  |  | D
Per linear metre |  |  |  |  | $ | [17 empty] | $ |  | $ |  |  | $
28501 | 153 mm x 38 mm (2 compartments) trunking........................................................................................................................ | [18 empty] | 218.76 |  |  | 16.77 |  |  | 20.68 |  | 61.38 |  | 28501
28502 | 228 mm x 38 mm (3 compartments) trunking........................................................................................................................ | [18 empty] | 270.04 |  |  | 20.12 |  |  | 24.78 |  | 75.65 |  | 28502
Each
28503 | 153 mm x 38 mm (2 compartments) junction box................................................................................................................. | [18 empty] | 396.31 |  |  | 11.18 |  |  | 14.09 |  | 41.62 |  | 28503
28504 | 228 mm x 38 mm (3 compartments) junction box................................................................................................................. | [18 empty] | 443.38 |  |  | 14.09 |  |  | 17.46 |  | 52.09 |  | 28504
Underfloor trunking, including all trunking fittings, tee, cross over, riser bend,
outlet box and other accessories, manufactured from 1.6 mm galvanized steel,
lids of 3 mm galvanized steel, flush or recessed covers : -
Per linear metre
28505 | 153 mm x 38 mm (2 compartments) trunking........................................................................................................................ | [18 empty] | 86.76 |  |  | 16.77 |  |  | 20.68 |  | 61.38 |  | 28505
28506 | 228 mm x 38 mm (3 compartments) trunking........................................................................................................................ | [18 empty] | 100.79 |  |  | 20.12 |  |  | 24.78 |  | 75.65 |  | 28506
Each
28507 | 153 mm x 38 mm (2 compartments) junction box................................................................................................................. | [18 empty] | 157.17 |  |  | 11.18 |  |  | 14.09 |  | 41.62 |  | 28507
28508 | 228 mm x 38 mm (3 compartments) junction box................................................................................................................. | [18 empty] | 165.49 |  |  | 14.09 |  |  | 17.46 |  | 101.13 |  | 28508
Skirting trunking, including all trunking fittings, riser bend, outlet lid and other
accessories, manufactured from 1.6 mm sheet steel, stove epoxy polyester powder finish : -
Per linear metre
28509 | 153 mm x 38 mm (2 compartments)....................................................................................................................................... | [18 empty] | 172.87 |  |  | 16.77 |  |  | 20.68 |  | 61.38 |  | 28509
28510 | 225 mm x 50 mm (2 compartments)....................................................................................................................................... | [18 empty] | 228.81 |  |  | 20.12 |  |  | 24.78 |  | 76.70 |  | 28510
28511 | 228 mm x 38 mm (3 compartments) ...................................................................................................................................... | [18 empty] | 227.67 |  |  | 20.12 |  |  | 24.78 |  | 75.65 |  | 28511
28512 | 228 mm x 50 mm (3 compartments)....................................................................................................................................... | [18 empty] | 229.89 |  |  | 20.62 |  |  | 25.17 |  | 77.49 |  | 28512
28513 | 300 mm x 50 mm (3 compartments)....................................................................................................................................... | [18 empty] | 309.61 |  |  | 24.78 |  |  | 30.56 |  | 92.84 |  | 28513
Sill trunking, including all trunking fittings, riser bend, outlet lid and other
accessories, manufactured from 1.2 mm sheet steel, stove epoxy polyester powder finish : -
Per linear metre
28514 | 102 mm x 38 mm (2 compartments)....................................................................................................................................... | [18 empty] | 153.14 |  |  | 16.77 |  |  | 20.68 |  | 61.38 |  | 28514
28515 | 153 mm x 38 mm (2 compartments)....................................................................................................................................... | [18 empty] | 172.87 |  |  | 16.77 |  |  | 20.68 |  | 61.38 |  | 28515
28/32
28 | ELECTRICAL INSTALLATION - SMALL POWER DISTRIBUTION | [18 empty] | 28
Item | Item
CABLE TRUNKING AND CABLE TRAY (CONT'D) | [14 empty] | Take | [9 empty] | Take
Supply | [22 empty] | down |  | down |  |  | Fix
and | [22 empty] | and |  | and set |  |  | only
Galvanized metal sheet tray suspended from ceiling soffit, including all fittings, | [16 empty] | fix | [5 empty] | clear |  | aside for
cross, tee, bend and other accessories : - | [9 empty] | away | [14 empty] | re-use
A | [22 empty] | B |  | C |  |  | D
Per linear metre |  |  |  |  | $ | [17 empty] | $ |  | $ |  |  | $
28516 | 75 mm wide ............................................................................................................................................................................ | [18 empty] | 97.78 |  |  | 13.28 |  |  | 16.62 |  | 53.06 |  | 28516
28517 | 100 mm wide........................................................................................................................................................................... | [18 empty] | 117.53 |  |  | 14.08 |  |  | 17.44 |  | 58.62 |  | 28517
28518 | 150 mm wide........................................................................................................................................................................... | [18 empty] | 139.23 |  |  | 15.21 |  |  | 18.50 |  | 62.79 |  | 28518
28519 | 225 mm wide........................................................................................................................................................................... | [18 empty] | 167.92 |  |  | 16.72 |  |  | 20.64 |  | 69.52 |  | 28519
28520 | 300 mm wide........................................................................................................................................................................... | [18 empty] | 203.69 |  |  | 17.29 |  |  | 21.28 |  | 72.50 |  | 28520
28521 | 450 mm wide........................................................................................................................................................................... | [18 empty] | 250.24 |  |  | 20.09 |  |  | 24.72 |  | 81.41 |  | 28521
28522 | 600 mm wide........................................................................................................................................................................... | [18 empty] | 304.63 |  |  | 21.25 |  |  | 27.10 |  | 87.38 |  | 28522
Each
28523 | 650 mm high power post, anodised aluminium body with uPVC cover, twin compartments
in cross-section of 100 x 100 mm, composed of one full length post body, two full length
cover section, 5 nos. outlet box assembly, one end load plate, one top cover, one end load
plate, one earth link strap, and all necessary accessories....................................................................................................... | [19 empty] | 1,248.90 |  |  | 23.68 |  |  | 28.86 |  | 90.06 |  | 28523
28524 | 3.6 m high power post, anodised aluminium body with uPVC cover, twin compartments in
cross-section of 100 x 100 mm, composed of one full length post body, two full length cover
section, two 3 m long dividing strip, 6 nos. outlet box assembly, one end load plate, one top
end collar with jacking assembly, two end load plate, 3 nos. earth link strap, and all
necessary accessories.............................................................................................................................................................. | [19 empty] | 3,660.85 |  |  | 220.75 |  |  | 270.24 |  | 810.61 |  | 28524
3 compartments PVC trunking to IEC 1084-1 or BS4678 part 4, size 145 mm x 40 mm : -
Per linear metre
28525 | Straight section of trunking, including blank end, cover and fixing accessories.................................................................. | [18 empty] | 772.65 |  |  | 19.55 |  |  | 24.13 |  | 74.04 |  | 28525
Each
28526 | Angle unit - flat, external or internal, including cover........................................................................................................... | [18 empty] | 162.07 |  |  | 14.05 |  |  | 17.36 |  | 54.21 |  | 28526
28527 | Flat tee unit, including cover.................................................................................................................................................. | [18 empty] | 177.60 |  |  | 14.05 |  |  | 17.36 |  | 54.21 |  | 28527
Plastic cable tray
Per linear metre
28528 | Plastic cable tray, 150 mm wide............................................................................................................................................. | [18 empty] | 363.18 |  |  | 12.90 |  |  | 16.20 |  | 52.09 |  | 28528
28/33
28 | ELECTRICAL INSTALLATION - SMALL POWER DISTRIBUTION | [18 empty] | 28
Item | Item
CABLE TRUNKING AND CABLE TRAY (CONT'D) | [14 empty] | Take | [9 empty] | Take
Supply | [22 empty] | down |  | down |  |  | Fix
and | [22 empty] | and |  | and set |  |  | only
Stainless steel weatherproof cable trunking, size 100 x 100 mm : - | [16 empty] | fix | [5 empty] | clear |  | aside for
away | [24 empty] | re-use
A | [22 empty] | B |  | C |  |  | D
Per linear metre |  |  |  |  | $ | [17 empty] | $ |  | $ |  |  | $
28529 | Straight section of trunking, including blank end, cover and fixing accessories.................................................................. | [18 empty] | 258.60 |  |  | 17.29 |  |  | 21.28 |  | 77.64 |  | 28529
Each
28530 | Extra over trunking for flat tee unit, including cover and connector..................................................................................... | [18 empty] | 204.93 |  |  | 12.09 |  |  | 15.36 |  | 47.48 |  | 28530
28531 | Extra over trunking for elbow - flat, internal or external, including cover and connector.................................................... | [18 empty] | 187.52 |  |  | 12.09 |  |  | 15.36 |  | 47.48 |  | 28531
Glass Reinforced Polyester (GRP) cable tray c/w hangers at 1.5m support span : -
Per linear metre
28532 | 200 mm width......................................................................................................................................................................... | [18 empty] | 531.77 |  |  | 13.71 |  |  | 17.17 |  | 56.12 |  | 28532
28533 | 300 mm width......................................................................................................................................................................... | [18 empty] | 612.69 |  |  | 13.71 |  |  | 17.17 |  | 56.12 |  | 28533
Stainless steel 304 sheet tray suspended from ceiling soffit, including all fittings,
cross, tee, bend and other accessories : -
Per linear metre
28534 | 200 mm wide .......................................................................................................................................................................... | [18 empty] | 115.25 |  |  | 16.21 |  |  | 19.93 |  | 67.29 |  | 28534
28535 | 300 mm wide........................................................................................................................................................................... | [18 empty] | 166.68 |  |  | 17.29 |  |  | 21.28 |  | 72.51 |  | 28535
28/34
28 | ELECTRICAL INSTALLATION - SMALL POWER DISTRIBUTION | [18 empty] | 28
Item | Item
SIMPLIFIED ITEMS
Section 1 : Installation by galvanized steel surface conduit system/ concealed
conduit system |  |  |  |  | Take | [19 empty] | Take
Supply | [22 empty] | down |  | down |  |  | Fix
Power point : - |  |  |  |  | and | [17 empty] | and |  | and set |  |  | only
fix | [22 empty] | clear |  | aside for
Power point c/w conduits, trunking, boxes, PVC cables and all necessary accessories (socket | [17 empty] | away | [6 empty] | re-use
outlet, switch, fuse spur, connection unit, RCD and the like to be measured separately),
same rate as (supply & fix) rate will be made even if there is no provision of new concealed
conduit facilities, but the rate shall further include the taking down and clearing away of
existing cables
A | [22 empty] | B |  | C |  |  | D
Each |  |  | $ | [19 empty] | $ |  | $ |  |  | $
28536 | Single phase, 13A or below.................................................................................................................................................... | [18 empty] | 444.97 |  |  | 102.70 |  |  | - |  | - |  | 28536
28537 | Single phase, 13 - 20A............................................................................................................................................................ | [18 empty] | 586.61 |  |  | 122.81 |  |  | - |  | - |  | 28537
28538 | Single phase, 20 - 45A............................................................................................................................................................ | [18 empty] | 647.92 |  |  | 122.81 |  |  | - |  | - |  | 28538
28539 | Three phases, 45A or below................................................................................................................................................... | [18 empty] | 829.19 |  |  | 122.81 |  |  | - |  | - |  | 28539
28540 | Three phases, 45 - 65A........................................................................................................................................................... | [18 empty] | 1,039.69 |  |  | 122.81 |  |  | - |  | - |  | 28540
28541 | Extra over power point for twin type outlet............................................................................................................................ | [18 empty] | 3.81 |  |  | - |  |  | - |  | - |  | 28541
Add 13% to either of Items 28536 to 28541 inclusive for provision of circuit protective
conductor to MCB board in full length of conduit
Power point c/w conduits, trunking, boxes, OHLS cables and all necessary accessories (socket
outlet, switch, fuse spur, connection unit, RCD and the like to be measured separately),
same rate as (supply & fix) rate will be made even if there is no provision of new concealed
conduit facilities, but the rate shall further include the taking down and clearing away of
existing cables
Each
28542 | Single phase, 13A or below.................................................................................................................................................... | [18 empty] | 522.68 |  |  | 102.70 |  |  | - |  | - |  | 28542
28543 | Single phase, 13 - 20A............................................................................................................................................................ | [18 empty] | 642.96 |  |  | 123.50 |  |  | - |  | - |  | 28543
28544 | Single phase, 20 - 45A............................................................................................................................................................ | [18 empty] | 679.22 |  |  | 123.50 |  |  | - |  | - |  | 28544
28545 | Three phases, 45A or below................................................................................................................................................... | [18 empty] | 907.38 |  |  | 123.50 |  |  | - |  | - |  | 28545
28546 | Three phases, 45 - 65A........................................................................................................................................................... | [18 empty] | 1,124.09 |  |  | 123.50 |  |  | - |  | - |  | 28546
28547 | Extra over power point for twin type outlet............................................................................................................................ | [18 empty] | 3.89 |  |  | - |  |  | - |  | - |  | 28547
Add 16% to either of Items 28542 to 28547 inclusive for provision of circuit protective
conductor to MCB board in full length of conduit
28/35
28 | ELECTRICAL INSTALLATION - SMALL POWER DISTRIBUTION | [18 empty] | 28
Item | Item
SIMPLIFIED ITEMS (CONT'D)
Take | [24 empty] | Take
Supply | [22 empty] | down |  | down |  |  | Fix
Section 1 : Installation by galvanized steel surface conduit system/ concealed | [16 empty] | and | [5 empty] | and |  | and set |  |  | only
conduit system (Cont'd) | [5 empty] | fix | [16 empty] | clear |  | aside for
away | [24 empty] | re-use
Door bell point : -
A | [22 empty] | B |  | C |  |  | D
Each |  |  | $ | [19 empty] | $ |  | $ |  |  | $
28548 | Door bell point c/w conduits, boxes, PVC cables and all necessary accessories, same rate
as (supply & fix) rate will be made even if there is no provision of new concealed
conduit facilities, but the rate shall further include the taking down and clearing away of
existing cables......................................................................................................................................................................... | [19 empty] | 395.46 |  |  | 102.70 |  |  | - |  | - |  | 28548
Telephone, LAN and services outlet point : -
Each
28549 | Telephone point/ LAN point/ services point c/w trunking, conduit, boxes, draw wire, blank plate
and all necessary accessories.................................................................................................................................................. | [19 empty] | 392.79 |  |  | 71.63 |  |  | - |  | - |  | 28549
Section 2 : Installation by PVC surface conduit system
Power point : -
Power point c/w conduits, trunking, boxes, PVC cables, circuit protective conductor and all
necessary accessories (socket outlet, switch, fuse spur, connection unit, RCD and the like to be
measured separately)
Each
28550 | Single phase, 13A or below.................................................................................................................................................... | [18 empty] | 396.25 |  |  | 74.05 |  |  | - |  | - |  | 28550
28551 | Single phase, 13 - 20A............................................................................................................................................................ | [18 empty] | 471.83 |  |  | 90.49 |  |  | - |  | - |  | 28551
28552 | Single phase, 20 - 45A............................................................................................................................................................ | [18 empty] | 524.32 |  |  | 90.49 |  |  | - |  | - |  | 28552
28553 | Three phases, 45A or below................................................................................................................................................... | [18 empty] | 776.79 |  |  | 90.49 |  |  | - |  | - |  | 28553
28554 | Three phases, 45 - 65A........................................................................................................................................................... | [18 empty] | 960.18 |  |  | 90.49 |  |  | - |  | - |  | 28554
28555 | Extra over power point for twin type outlet............................................................................................................................ | [18 empty] | 2.27 |  |  | - |  |  | - |  | - |  | 28555
28/36
28 | ELECTRICAL INSTALLATION - SMALL POWER DISTRIBUTION | [18 empty] | 28
Item | Item
SIMPLIFIED ITEMS (CONT'D)
Take | [24 empty] | Take
Supply | [22 empty] | down |  | down |  |  | Fix
Section 2 : Installation by PVC surface conduit system (Cont'd) | [14 empty] | and | [7 empty] | and |  | and set |  |  | only
fix | [22 empty] | clear |  | aside for
Door bell point : - |  |  |  |  | away | [19 empty] | re-use
A | [22 empty] | B |  | C |  |  | D
Each |  |  | $ | [19 empty] | $ |  | $ |  |  | $
28556 | Door bell point c/w conduits, boxes, PVC cables and all necessary accessories ................................................................. | [18 empty] | 297.02 |  |  | 74.00 |  |  | - |  | - |  | 28556
Telephone, LAN and services outlet point : -
Each
28557 | Telephone point/ LAN point/ service point c/w trunking, conduit, boxes, draw wire,
blank plate and all necessary accessories............................................................................................................................... | [19 empty] | 194.47 |  |  | 46.06 |  |  | - |  | - |  | 28557
Section 3 : Installation by surface wiring system
Power point c/w PVC/ PVC cables, circuit protective conductor, boxes and all necessary
accessories (socket outlet, switch, fuse spur, connection unit, RCD and the like to be measured
separately)
Each
28558 | Single phase, 13A or below.................................................................................................................................................... | [18 empty] | 300.77 |  |  | 32.74 |  |  | - |  | - |  | 28558
28559 | Single phase, 13 - 20A............................................................................................................................................................ | [18 empty] | 372.77 |  |  | 35.02 |  |  | - |  | - |  | 28559
28560 | Single phase, 20 - 45A............................................................................................................................................................ | [18 empty] | 429.87 |  |  | 35.02 |  |  | - |  | - |  | 28560
28561 | Three phases, 45A or below................................................................................................................................................... | [18 empty] | 554.08 |  |  | 35.02 |  |  | - |  | - |  | 28561
28562 | Three phases, 45 - 65A........................................................................................................................................................... | [18 empty] | 689.21 |  |  | 35.02 |  |  | - |  | - |  | 28562
Door bell point : -
Each
28563 | Door bell point c/w PVC/ PVC cables, circuit protective conductor, boxes and all
necessary accessories.............................................................................................................................................................. | [19 empty] | 207.29 |  |  | 32.74 |  |  | - |  | - |  | 28563
28/37
Section 29
ELECTRICAL INSTALLATION -
MAIN DISTRIBUTION SYSTEMS
29 | ELECTRICAL INSTALLATION - MAIN DISTRIBUTION SYSTEMS | [18 empty] | 29
Item | Item
CABLES (COPPER) | [5 empty] | Take | [18 empty] | Take
Supply | [22 empty] | down |  | down |  |  | Fix
and | [22 empty] | and |  | and set |  |  | only
300/ 500V TRS or PVC sheathed flexible cords, twisted core to IEC 60245 or BS 6500 | [17 empty] | fix |  |  |  |  | clear |  | aside for
or acceptable recognized international standard, such as BS 7919 : - | [16 empty] | away | [7 empty] | re-use
A | [22 empty] | B |  | C |  |  | D
Per linear metre |  |  |  |  | $ | [17 empty] | $ |  | $ |  |  | $
29001 | 0.5 mm² 2-core........................................................................................................................................................................ | [18 empty] | 19.81 |  |  | 1.70 |  |  | 2.09 |  | 5.36 |  | 29001
29002 | 0.75 mm² 2-core...................................................................................................................................................................... | [18 empty] | 20.15 |  |  | 1.70 |  |  | 2.09 |  | 5.36 |  | 29002
29003 | 1.5 mm² 2-core........................................................................................................................................................................ | [18 empty] | 22.45 |  |  | 1.70 |  |  | 2.09 |  | 5.36 |  | 29003
29004 | 0.75 mm² 3-core...................................................................................................................................................................... | [18 empty] | 21.04 |  |  | 1.70 |  |  | 2.09 |  | 5.36 |  | 29004
29005 | 1.5 mm² 3-core........................................................................................................................................................................ | [18 empty] | 26.05 |  |  | 1.70 |  |  | 2.09 |  | 5.36 |  | 29005
29006 | 2.5 mm² 3-core........................................................................................................................................................................ | [18 empty] | 28.34 |  |  | 1.70 |  |  | 2.09 |  | 5.36 |  | 29006
29007 | 0.5 mm² 2-core, PVC flexible cords, unsheathed................................................................................................................... | [18 empty] | 19.59 |  |  | 1.70 |  |  | 2.09 |  | 5.36 |  | 29007
29008 | 0.75 mm² 2-core, PVC flexible cords, unsheathed................................................................................................................. | [18 empty] | 20.03 |  |  | 1.70 |  |  | 2.09 |  | 5.36 |  | 29008
29009 | 0.75 mm² 3-core, PVC flexible cords, unsheathed................................................................................................................. | [18 empty] | 20.88 |  |  | 1.70 |  |  | 2.09 |  | 5.36 |  | 29009
450/ 750V PVC insulated cable, all colours, to IEC 60227-3, drawn into
conduits/ trunkings (conduits and trunkings measured separately) : -
Per linear metre
29010 | 1.5 mm² 1 core......................................................................................................................................................................... | [18 empty] | 4.69 |  |  | 0.66 |  |  | 0.82 |  | 2.04 |  | 29010
29011 | 2.5 mm² ditto........................................................................................................................................................................... | [18 empty] | 5.81 |  |  | 0.66 |  |  | 0.82 |  | 2.04 |  | 29011
29012 | 4 mm² ditto............................................................................................................................................................................. | [18 empty] | 8.05 |  |  | 0.66 |  |  | 0.82 |  | 2.04 |  | 29012
29013 | 6 mm² ditto.............................................................................................................................................................................. | [18 empty] | 11.79 |  |  | 0.98 |  |  | 1.10 |  | 2.72 |  | 29013
29014 | 10 mm² ditto............................................................................................................................................................................ | [18 empty] | 20.45 |  |  | 0.98 |  |  | 1.10 |  | 2.72 |  | 29014
29015 | 16 mm² ditto............................................................................................................................................................................ | [18 empty] | 25.62 |  |  | 0.98 |  |  | 1.10 |  | 2.72 |  | 29015
29016 | 25 mm² ditto............................................................................................................................................................................ | [18 empty] | 37.00 |  |  | 1.13 |  |  | 1.32 |  | 3.53 |  | 29016
29017 | 35 mm² ditto............................................................................................................................................................................ | [18 empty] | 52.05 |  |  | 1.13 |  |  | 1.32 |  | 3.53 |  | 29017
29018 | 50 mm² ditto............................................................................................................................................................................ | [18 empty] | 69.07 |  |  | 1.32 |  |  | 1.70 |  | 4.13 |  | 29018
29019 | 70 mm² ditto............................................................................................................................................................................ | [18 empty] | 92.48 |  |  | 2.27 |  |  | 2.51 |  | 6.55 |  | 29019
29020 | 95 mm² ditto............................................................................................................................................................................ | [18 empty] | 126.02 |  |  | 2.46 |  |  | 3.02 |  | 7.81 |  | 29020
29021 | 120 mm² ditto.......................................................................................................................................................................... | [18 empty] | 172.34 |  |  | 3.08 |  |  | 3.81 |  | 10.45 |  | 29021
29022 | 150 mm² ditto.......................................................................................................................................................................... | [18 empty] | 280.71 |  |  | 3.68 |  |  | 4.47 |  | 12.81 |  | 29022
29023 | 185 mm² ditto.......................................................................................................................................................................... | [18 empty] | 335.13 |  |  | 4.59 |  |  | 5.76 |  | 15.80 |  | 29023
29024 | 240 mm² ditto.......................................................................................................................................................................... | [18 empty] | 490.06 |  |  | 5.33 |  |  | 6.71 |  | 18.43 |  | 29024
29/1
29 | ELECTRICAL INSTALLATION - MAIN DISTRIBUTION SYSTEMS | [18 empty] | 29
Item | Item
CABLES (COPPER) (CONT'D) | [9 empty] | Take | [14 empty] | Take
Supply | [22 empty] | down |  | down |  |  | Fix
and | [22 empty] | and |  | and set |  |  | only
450/ 750V PVC insulated cable, all colours, to IEC 60227-3, drawn into | [16 empty] | fix | [5 empty] | clear |  | aside for
conduits/ trunkings (conduits and trunkings measured separately) : - (Cont'd) | [16 empty] | away | [7 empty] | re-use
A | [22 empty] | B |  | C |  |  | D
Per linear metre |  |  |  |  | $ | [17 empty] | $ |  | $ |  |  | $
29025 | 300 mm² 1 core....................................................................................................................................................................... | [18 empty] | 592.73 |  |  | 5.33 |  |  | 6.71 |  | 18.43 |  | 29025
29026 | 400 mm² ditto.......................................................................................................................................................................... | [18 empty] | 724.48 |  |  | 5.33 |  |  | 6.71 |  | 18.43 |  | 29026
29027 | 500 mm² ditto.......................................................................................................................................................................... | [18 empty] | 958.21 |  |  | 5.76 |  |  | 7.17 |  | 21.88 |  | 29027
29028 | 630 mm² ditto.......................................................................................................................................................................... | [18 empty] | 1,181.62 |  |  | 6.05 |  |  | 7.59 |  | 23.26 |  | 29028
PVC insulated and PVC sheathed all colours, to IEC 60502-1 (for cables of 600/
1000V with CSA 50 mm² & above), c/w brass buckle clips or brass fasteners, or fixed
to cable trays, or fixed in conduits/ trunkings (cable trays, conduits and trunkings
measured separately) : -
Per linear metre
29029 | 1.5 mm² 1 core......................................................................................................................................................................... | [18 empty] | 13.33 |  |  | 2.51 |  |  | 3.08 |  | 6.55 |  | 29029
29030 | 2.5 mm² ditto........................................................................................................................................................................... | [18 empty] | 16.84 |  |  | 2.51 |  |  | 3.08 |  | 6.55 |  | 29030
29031 | 4 mm² ditto.............................................................................................................................................................................. | [18 empty] | 25.12 |  |  | 3.02 |  |  | 3.60 |  | 7.82 |  | 29031
29032 | 6 mm² ditto.............................................................................................................................................................................. | [18 empty] | 33.52 |  |  | 3.02 |  |  | 3.60 |  | 7.82 |  | 29032
29033 | 10 mm² ditto............................................................................................................................................................................ | [18 empty] | 41.71 |  |  | 3.02 |  |  | 3.60 |  | 7.82 |  | 29033
29034 | 16 mm² ditto............................................................................................................................................................................ | [18 empty] | 47.33 |  |  | 3.02 |  |  | 3.60 |  | 7.82 |  | 29034
29035 | 25 mm² ditto............................................................................................................................................................................ | [18 empty] | 80.16 |  |  | 4.27 |  |  | 4.95 |  | 11.66 |  | 29035
29036 | 35 mm² ditto............................................................................................................................................................................ | [18 empty] | 90.53 |  |  | 4.27 |  |  | 4.95 |  | 11.66 |  | 29036
29037 | 50 mm² ditto............................................................................................................................................................................ | [18 empty] | 138.49 |  |  | 4.27 |  |  | 4.95 |  | 11.66 |  | 29037
29038 | 70 mm² ditto............................................................................................................................................................................ | [18 empty] | 165.54 |  |  | 5.59 |  |  | 6.58 |  | 15.46 |  | 29038
29039 | 95 mm² ditto............................................................................................................................................................................ | [18 empty] | 182.96 |  |  | 7.05 |  |  | 8.42 |  | 19.57 |  | 29039
29040 | 120 mm² ditto.......................................................................................................................................................................... | [18 empty] | 203.78 |  |  | 8.32 |  |  | 9.70 |  | 23.04 |  | 29040
29041 | 150 mm² ditto.......................................................................................................................................................................... | [18 empty] | 299.67 |  |  | 10.00 |  |  | 11.79 |  | 27.55 |  | 29041
29042 | 185 mm² ditto.......................................................................................................................................................................... | [18 empty] | 305.10 |  |  | 10.98 |  |  | 13.03 |  | 30.46 |  | 29042
29043 | 240 mm² ditto.......................................................................................................................................................................... | [18 empty] | 387.03 |  |  | 13.64 |  |  | 16.26 |  | 38.06 |  | 29043
29044 | 300 mm² ditto.......................................................................................................................................................................... | [18 empty] | 473.55 |  |  | 17.17 |  |  | 20.34 |  | 47.68 |  | 29044
29045 | 400 mm² ditto.......................................................................................................................................................................... | [18 empty] | 571.75 |  |  | 19.85 |  |  | 23.40 |  | 55.08 |  | 29045
29046 | 500 mm² ditto.......................................................................................................................................................................... | [18 empty] | 746.98 |  |  | 23.10 |  |  | 27.21 |  | 64.11 |  | 29046
29/2
29 | ELECTRICAL INSTALLATION - MAIN DISTRIBUTION SYSTEMS | [18 empty] | 29
Item | Item
CABLES (COPPER) (CONT'D)
Take | [24 empty] | Take
Supply | [22 empty] | down |  | down |  |  | Fix
PVC insulated and PVC sheathed all colours, to IEC 60502-1 (for cables of 600/ | [16 empty] | and | [5 empty] | and |  | and set |  |  | only
1000V with CSA 50 mm² & above), c/w brass buckle clips or brass fasteners, or fixed | [17 empty] | fix |  |  |  |  | clear |  | aside for
to cable trays, or fixed in conduits/ trunkings (cable trays, conduits and trunkings | [16 empty] | away | [7 empty] | re-use
measured separately) : - (Cont'd)
A | [22 empty] | B |  | C |  |  | D
Per linear metre |  |  |  |  | $ | [17 empty] | $ |  | $ |  |  | $
29047 | 630 mm² 1 core....................................................................................................................................................................... | [18 empty] | 899.43 |  |  | 25.59 |  |  | 30.21 |  | 70.75 |  | 29047
29048 | 800 mm² ditto.......................................................................................................................................................................... | [18 empty] | 1,384.94 |  |  | 33.10 |  |  | 39.17 |  | 92.22 |  | 29048
29049 | 1000 mm² ditto........................................................................................................................................................................ | [18 empty] | 1,629.52 |  |  | 43.00 |  |  | 50.87 |  | 119.46 |  | 29049
29050 | 1.5 mm² 2-core........................................................................................................................................................................ | [18 empty] | 16.05 |  |  | 3.02 |  |  | 3.61 |  | 7.92 |  | 29050
29051 | 2.5 mm² ditto........................................................................................................................................................................... | [18 empty] | 21.43 |  |  | 4.02 |  |  | 4.72 |  | 10.61 |  | 29051
29052 | 4 mm² ditto.............................................................................................................................................................................. | [18 empty] | 30.12 |  |  | 4.28 |  |  | 4.98 |  | 11.72 |  | 29052
29053 | 6 mm² ditto.............................................................................................................................................................................. | [18 empty] | 39.44 |  |  | 4.28 |  |  | 4.98 |  | 11.72 |  | 29053
29054 | 10 mm² ditto............................................................................................................................................................................ | [18 empty] | 70.77 |  |  | 4.34 |  |  | 5.16 |  | 12.83 |  | 29054
29055 | 16 mm² ditto............................................................................................................................................................................ | [18 empty] | 94.61 |  |  | 5.64 |  |  | 6.62 |  | 15.52 |  | 29055
29056 | 25 mm² ditto............................................................................................................................................................................ | [18 empty] | 153.00 |  |  | 6.17 |  |  | 7.31 |  | 17.10 |  | 29056
450/ 750V low emission and corrosive gases, thermosetting insulated,
non-sheathed, single core cable to BS 7211 drawn into conduits/ trunkings
(conduits and trunkings measured separately) : -
Per linear metre
29057 | 1.5 mm² 1 core......................................................................................................................................................................... | [18 empty] | 6.09 |  |  | 0.66 |  |  | 0.82 |  | 2.04 |  | 29057
29058 | 2.5 mm² ditto........................................................................................................................................................................... | [18 empty] | 7.00 |  |  | 0.66 |  |  | 0.82 |  | 2.04 |  | 29058
29059 | 4 mm² ditto.............................................................................................................................................................................. | [18 empty] | 9.71 |  |  | 0.66 |  |  | 0.82 |  | 2.04 |  | 29059
29060 | 6 mm² ditto.............................................................................................................................................................................. | [18 empty] | 14.29 |  |  | 0.98 |  |  | 1.19 |  | 2.93 |  | 29060
29061 | 10 mm² ditto............................................................................................................................................................................ | [18 empty] | 24.74 |  |  | 0.98 |  |  | 1.19 |  | 2.93 |  | 29061
29062 | 16 mm² ditto............................................................................................................................................................................ | [18 empty] | 32.24 |  |  | 0.98 |  |  | 1.19 |  | 2.93 |  | 29062
29063 | 25 mm² ditto............................................................................................................................................................................ | [18 empty] | 45.81 |  |  | 1.19 |  |  | 1.35 |  | 3.61 |  | 29063
29064 | 35 mm² ditto............................................................................................................................................................................ | [18 empty] | 64.25 |  |  | 1.19 |  |  | 1.35 |  | 3.61 |  | 29064
29065 | 50 mm² ditto............................................................................................................................................................................ | [18 empty] | 79.06 |  |  | 1.35 |  |  | 1.77 |  | 4.13 |  | 29065
29066 | 70 mm² ditto............................................................................................................................................................................ | [18 empty] | 107.45 |  |  | 2.16 |  |  | 2.43 |  | 6.33 |  | 29066
29067 | 95 mm² ditto............................................................................................................................................................................ | [18 empty] | 153.25 |  |  | 2.49 |  |  | 3.04 |  | 7.83 |  | 29067
29068 | 120 mm² ditto.......................................................................................................................................................................... | [18 empty] | 202.38 |  |  | 3.11 |  |  | 3.82 |  | 10.65 |  | 29068
29/3
29 | ELECTRICAL INSTALLATION - MAIN DISTRIBUTION SYSTEMS | [18 empty] | 29
Item | Item
CABLES (COPPER) (CONT'D)
Take | [24 empty] | Take
Supply | [22 empty] | down |  | down |  |  | Fix
450/ 750V low emission and corrosive gases, thermosetting insulated, | [16 empty] | and | [5 empty] | and |  | and set |  |  | only
non-sheathed, single core cable to BS 7211 drawn into conduits/ trunkings | [16 empty] | fix | [5 empty] | clear |  | aside for
(conduits and trunkings measured separately) : - (Cont'd) | [14 empty] | away | [9 empty] | re-use
A | [22 empty] | B |  | C |  |  | D
Per linear metre |  |  |  |  | $ | [17 empty] | $ |  | $ |  |  | $
29069 | 150 mm² 1 core....................................................................................................................................................................... | [18 empty] | 279.46 |  |  | 3.85 |  |  | 4.72 |  | 12.97 |  | 29069
29070 | 185 mm² ditto.......................................................................................................................................................................... | [18 empty] | 390.73 |  |  | 4.62 |  |  | 5.76 |  | 15.76 |  | 29070
29071 | 240 mm² ditto.......................................................................................................................................................................... | [18 empty] | 491.40 |  |  | 5.59 |  |  | 6.85 |  | 17.81 |  | 29071
29072 | 300 mm² ditto.......................................................................................................................................................................... | [18 empty] | 630.73 |  |  | 5.59 |  |  | 6.85 |  | 17.81 |  | 29072
29073 | 400 mm² ditto.......................................................................................................................................................................... | [18 empty] | 762.07 |  |  | 5.59 |  |  | 6.85 |  | 17.81 |  | 29073
29074 | 500 mm² ditto.......................................................................................................................................................................... | [18 empty] | 1,157.52 |  |  | 6.13 |  |  | 7.50 |  | 21.39 |  | 29074
29075 | 630 mm² ditto.......................................................................................................................................................................... | [18 empty] | 1,464.83 |  |  | 6.39 |  |  | 7.94 |  | 23.13 |  | 29075
450/ 750V low emission of smoke and corrosive gases, thermosetting insulated and
sheathed cable to BS 7211, c/w brass buckle clips or brass fasteners, or fixed to cable
trays, or fixed in conduits/ trunkings (cable trays, conduits and trunkings measured separately) : -
Per linear metre
29076 | 1.5 mm² 2-core........................................................................................................................................................................ | [18 empty] | 58.92 |  |  | 2.88 |  |  | 3.47 |  | 7.92 |  | 29076
29077 | 2.5 mm² ditto........................................................................................................................................................................... | [18 empty] | 64.47 |  |  | 3.81 |  |  | 4.56 |  | 10.70 |  | 29077
29078 | 4 mm² ditto.............................................................................................................................................................................. | [18 empty] | 75.17 |  |  | 4.28 |  |  | 4.98 |  | 11.73 |  | 29078
29079 | 6 mm² ditto.............................................................................................................................................................................. | [18 empty] | 82.82 |  |  | 4.28 |  |  | 4.98 |  | 11.73 |  | 29079
29080 | 10 mm² ditto............................................................................................................................................................................ | [18 empty] | 109.26 |  |  | 4.59 |  |  | 5.47 |  | 13.03 |  | 29080
29081 | 16 mm² ditto............................................................................................................................................................................ | [18 empty] | 138.78 |  |  | 5.42 |  |  | 6.47 |  | 15.83 |  | 29081
29082 | 25 mm² ditto............................................................................................................................................................................ | [18 empty] | 190.31 |  |  | 6.19 |  |  | 7.33 |  | 17.15 |  | 29082
29083 | 35 mm² ditto............................................................................................................................................................................ | [18 empty] | 263.27 |  |  | 6.64 |  |  | 7.78 |  | 17.88 |  | 29083
29084 | 1.5 mm² 4-core........................................................................................................................................................................ | [18 empty] | 76.98 |  |  | 4.28 |  |  | 4.98 |  | 11.73 |  | 29084
29085 | 2.5 mm² ditto........................................................................................................................................................................... | [18 empty] | 83.87 |  |  | 4.59 |  |  | 5.42 |  | 13.03 |  | 29085
29086 | 4 mm² ditto.............................................................................................................................................................................. | [18 empty] | 119.47 |  |  | 5.42 |  |  | 6.47 |  | 15.83 |  | 29086
29087 | 6 mm² ditto.............................................................................................................................................................................. | [18 empty] | 137.44 |  |  | 6.19 |  |  | 7.33 |  | 17.15 |  | 29087
29088 | 10 mm² ditto............................................................................................................................................................................ | [18 empty] | 170.94 |  |  | 6.64 |  |  | 7.78 |  | 17.88 |  | 29088
29089 | 16 mm² ditto............................................................................................................................................................................ | [18 empty] | 211.84 |  |  | 7.06 |  |  | 8.12 |  | 19.57 |  | 29089
29090 | 25 mm² ditto............................................................................................................................................................................ | [18 empty] | 316.29 |  |  | 7.72 |  |  | 8.90 |  | 21.47 |  | 29090
29091 | 35 mm² ditto............................................................................................................................................................................ | [18 empty] | 368.35 |  |  | 8.17 |  |  | 9.35 |  | 23.21 |  | 29091
29/4
29 | ELECTRICAL INSTALLATION - MAIN DISTRIBUTION SYSTEMS | [18 empty] | 29
Item | Item
CABLES (COPPER) (CONT'D)
Take | [24 empty] | Take
Supply | [22 empty] | down |  | down |  |  | Fix
600/ 1000V low emission of smoke and corrosive gases, cross-linked polyethylene | [17 empty] | and |  |  |  |  | and |  | and set |  |  | only
insulated and sheathed, steel wire armoured cable to IEC 60502-01, c/w cleats or | [16 empty] | fix | [5 empty] | clear |  | aside for
saddles or fixed to cable trays (cable trays measured separately) : - | [16 empty] | away | [7 empty] | re-use
A | [22 empty] | B |  | C |  |  | D
Per linear metre |  |  |  |  | $ | [17 empty] | $ |  | $ |  |  | $
29092 | 1.5 mm² 2-core........................................................................................................................................................................ | [18 empty] | 76.76 |  |  | 6.49 |  |  | 7.92 |  | 22.94 |  | 29092
29093 | 2.5 mm² ditto........................................................................................................................................................................... | [18 empty] | 80.58 |  |  | 6.49 |  |  | 7.92 |  | 22.94 |  | 29093
29094 | 4 mm² ditto.............................................................................................................................................................................. | [18 empty] | 97.76 |  |  | 11.46 |  |  | 15.15 |  | 44.09 |  | 29094
29095 | 6 mm² ditto.............................................................................................................................................................................. | [18 empty] | 105.98 |  |  | 11.46 |  |  | 15.15 |  | 44.09 |  | 29095
29096 | 10 mm² ditto............................................................................................................................................................................ | [18 empty] | 138.53 |  |  | 14.42 |  |  | 17.76 |  | 54.47 |  | 29096
29097 | 16 mm² ditto............................................................................................................................................................................ | [18 empty] | 160.85 |  |  | 14.42 |  |  | 17.76 |  | 54.47 |  | 29097
29098 | 25 mm² ditto............................................................................................................................................................................ | [18 empty] | 215.27 |  |  | 16.61 |  |  | 20.81 |  | 63.55 |  | 29098
29099 | 35 mm² ditto............................................................................................................................................................................ | [18 empty] | 272.93 |  |  | 18.13 |  |  | 22.57 |  | 68.18 |  | 29099
29100 | 50 mm² ditto............................................................................................................................................................................ | [18 empty] | 371.38 |  |  | 18.26 |  |  | 22.73 |  | 69.10 |  | 29100
29101 | 70 mm² ditto............................................................................................................................................................................ | [18 empty] | 556.86 |  |  | 21.05 |  |  | 26.53 |  | 76.81 |  | 29101
29102 | 95 mm² ditto............................................................................................................................................................................ | [18 empty] | 679.30 |  |  | 22.25 |  |  | 27.28 |  | 84.67 |  | 29102
29103 | 120 mm² ditto.......................................................................................................................................................................... | [18 empty] | 820.87 |  |  | 23.33 |  |  | 29.45 |  | 91.20 |  | 29103
29104 | 150 mm² ditto.......................................................................................................................................................................... | [18 empty] | 1,108.88 |  |  | 26.12 |  |  | 33.04 |  | 101.20 |  | 29104
29105 | 1.5 mm² 4-core........................................................................................................................................................................ | [18 empty] | 115.93 |  |  | 13.37 |  |  | 16.66 |  | 50.77 |  | 29105
29106 | 2.5 mm² ditto........................................................................................................................................................................... | [18 empty] | 132.21 |  |  | 14.42 |  |  | 17.76 |  | 54.47 |  | 29106
29107 | 4 mm² ditto.............................................................................................................................................................................. | [18 empty] | 163.88 |  |  | 15.04 |  |  | 18.94 |  | 56.11 |  | 29107
29108 | 6 mm² ditto.............................................................................................................................................................................. | [18 empty] | 173.85 |  |  | 15.83 |  |  | 20.19 |  | 62.21 |  | 29108
29109 | 10 mm² ditto............................................................................................................................................................................ | [18 empty] | 191.71 |  |  | 16.64 |  |  | 21.44 |  | 64.59 |  | 29109
29110 | 16 mm² ditto............................................................................................................................................................................ | [18 empty] | 230.60 |  |  | 17.93 |  |  | 22.08 |  | 65.54 |  | 29110
29111 | 25 mm² ditto............................................................................................................................................................................ | [18 empty] | 311.67 |  |  | 18.02 |  |  | 22.17 |  | 68.12 |  | 29111
29112 | 35 mm² ditto............................................................................................................................................................................ | [18 empty] | 357.83 |  |  | 18.63 |  |  | 22.94 |  | 69.92 |  | 29112
29113 | 50 mm² ditto............................................................................................................................................................................ | [18 empty] | 421.88 |  |  | 18.72 |  |  | 23.13 |  | 70.91 |  | 29113
29114 | 70 mm² ditto............................................................................................................................................................................ | [18 empty] | 508.40 |  |  | 20.04 |  |  | 25.53 |  | 75.89 |  | 29114
29115 | 95 mm² ditto............................................................................................................................................................................ | [18 empty] | 701.98 |  |  | 23.06 |  |  | 27.39 |  | 85.01 |  | 29115
29/5
29 | ELECTRICAL INSTALLATION - MAIN DISTRIBUTION SYSTEMS | [18 empty] | 29
Item | Item
CABLES (COPPER) (CONT'D)
Take | [24 empty] | Take
Supply | [22 empty] | down |  | down |  |  | Fix
600/ 1000V low emission of smoke and corrosive gases, cross-linked polyethylene | [17 empty] | and |  |  |  |  | and |  | and set |  |  | only
insulated and sheathed, steel wire armoured cable to IEC 60502-01, c/w cleats or | [16 empty] | fix | [5 empty] | clear |  | aside for
saddles or fixed to cable trays (cable trays measured separately) : - (Cont'd) | [16 empty] | away | [7 empty] | re-use
A | [22 empty] | B |  | C |  |  | D
Per linear metre |  |  |  |  | $ | [17 empty] | $ |  | $ |  |  | $
29116 | 120 mm² 4-core....................................................................................................................................................................... | [18 empty] | 824.70 |  |  | 23.24 |  |  | 29.32 |  | 90.83 |  | 29116
29117 | 150 mm² ditto.......................................................................................................................................................................... | [18 empty] | 1,054.31 |  |  | 26.03 |  |  | 32.90 |  | 100.78 |  | 29117
29118 | 185 mm² ditto.......................................................................................................................................................................... | [18 empty] | 1,134.06 |  |  | 28.79 |  |  | 35.68 |  | 108.04 |  | 29118
29119 | 240 mm² ditto.......................................................................................................................................................................... | [18 empty] | 1,454.59 |  |  | 30.27 |  |  | 37.84 |  | 118.00 |  | 29119
29120 | 300 mm² ditto.......................................................................................................................................................................... | [18 empty] | 1,729.96 |  |  | 32.82 |  |  | 41.06 |  | 124.62 |  | 29120
29121 | 400 mm² ditto.......................................................................................................................................................................... | [18 empty] | 2,198.46 |  |  | 34.00 |  |  | 42.75 |  | 130.71 |  | 29121
300/ 500V PVC insulated and PVC sheathed, all colours cores, to IEC 60227-4,
c/w brass buckle clips or brass fasteners, or fixed to cable trays, or fixed in conduits/
trunkings (cable trays, conduits and trunkings measured separately) : -
Per linear metre
29122 | 1.5 mm² 2-core with E.C.C..................................................................................................................................................... | [18 empty] | 16.02 |  |  | 2.86 |  |  | 3.41 |  | 7.81 |  | 29122
29123 | 2.5 mm² ditto........................................................................................................................................................................... | [18 empty] | 20.15 |  |  | 2.86 |  |  | 3.41 |  | 7.81 |  | 29123
29124 | 4 mm² ditto.............................................................................................................................................................................. | [18 empty] | 31.72 |  |  | 4.24 |  |  | 4.93 |  | 11.62 |  | 29124
29125 | 6 mm² ditto.............................................................................................................................................................................. | [18 empty] | 40.50 |  |  | 4.24 |  |  | 4.93 |  | 11.62 |  | 29125
29126 | 10 mm² ditto............................................................................................................................................................................ | [18 empty] | 74.62 |  |  | 5.37 |  |  | 6.40 |  | 15.67 |  | 29126
29127 | 16 mm² ditto............................................................................................................................................................................ | [18 empty] | 95.21 |  |  | 5.37 |  |  | 6.40 |  | 15.67 |  | 29127
450/ 750V PVC insulated or ethylene-vinylacetate rubber insulated or other equivalent
synthetic insulated, heat resistant, single core, copper cable to IEC 60245-7, all colours,
drawn into conduits/ trunking (conduits and trunkings measured separately) : -
Per linear metre
29128 | 1.5 mm² 1 core......................................................................................................................................................................... | [18 empty] | 4.95 |  |  | 0.66 |  |  | 0.82 |  | 2.04 |  | 29128
29129 | 2.5 mm² ditto........................................................................................................................................................................... | [18 empty] | 6.25 |  |  | 0.66 |  |  | 0.82 |  | 2.04 |  | 29129
29130 | 4 mm² ditto.............................................................................................................................................................................. | [18 empty] | 8.54 |  |  | 0.66 |  |  | 0.82 |  | 2.04 |  | 29130
29131 | 6 mm² ditto.............................................................................................................................................................................. | [18 empty] | 13.35 |  |  | 0.98 |  |  | 1.19 |  | 2.93 |  | 29131
29132 | 10 mm² ditto............................................................................................................................................................................ | [18 empty] | 23.41 |  |  | 0.98 |  |  | 1.19 |  | 2.93 |  | 29132
29/6
29 | ELECTRICAL INSTALLATION - MAIN DISTRIBUTION SYSTEMS | [18 empty] | 29
Item | Item
CABLES (COPPER) (CONT'D)
Take | [24 empty] | Take
Supply | [22 empty] | down |  | down |  |  | Fix
450/ 750V PVC insulated or ethylene-vinylacetate rubber insulated or other equivalent | [17 empty] | and |  |  |  |  | and |  | and set |  |  | only
synthetic insulated, heat resistant, single core, copper cable to IEC 60245-7, all colours, | [17 empty] | fix |  |  |  |  | clear |  | aside for
drawn into conduits/ trunking (conduits and trunkings measured separately) : - (Cont'd) | [17 empty] | away | [6 empty] | re-use
A | [22 empty] | B |  | C |  |  | D
Per linear metre |  |  |  |  | $ | [17 empty] | $ |  | $ |  |  | $
29133 | 16 mm² 1 core.......................................................................................................................................................................... | [18 empty] | 32.85 |  |  | 0.98 |  |  | 1.19 |  | 2.93 |  | 29133
29134 | 25 mm² ditto............................................................................................................................................................................ | [18 empty] | 46.20 |  |  | 1.19 |  |  | 1.35 |  | 3.61 |  | 29134
29135 | 35 mm² ditto............................................................................................................................................................................ | [18 empty] | 69.21 |  |  | 1.19 |  |  | 1.35 |  | 3.61 |  | 29135
29136 | 50 mm² ditto............................................................................................................................................................................ | [18 empty] | 96.68 |  |  | 1.35 |  |  | 1.77 |  | 4.13 |  | 29136
29137 | 70 mm² ditto............................................................................................................................................................................ | [18 empty] | 132.52 |  |  | 2.16 |  |  | 2.43 |  | 6.33 |  | 29137
29138 | 95 mm² ditto............................................................................................................................................................................ | [18 empty] | 180.97 |  |  | 2.49 |  |  | 3.04 |  | 7.83 |  | 29138
29139 | 120 mm² ditto.......................................................................................................................................................................... | [18 empty] | 245.20 |  |  | 2.96 |  |  | 3.65 |  | 10.08 |  | 29139
29140 | 150 mm² ditto.......................................................................................................................................................................... | [18 empty] | 385.63 |  |  | 3.85 |  |  | 4.72 |  | 12.97 |  | 29140
29141 | 185 mm² ditto.......................................................................................................................................................................... | [18 empty] | 482.21 |  |  | 4.41 |  |  | 5.42 |  | 15.66 |  | 29141
29142 | 240 mm² ditto.......................................................................................................................................................................... | [18 empty] | 615.39 |  |  | 5.14 |  |  | 6.33 |  | 17.67 |  | 29142
600/ 1000V PVC insulated and sheathed single steel wire armoured and PVC
sheathed overall to IEC 60502-1 c/w cleats or saddles or fixed to cable trays (cable
trays measured separately) : -
Per linear metre
29143 | 1.5 mm² 2-core........................................................................................................................................................................ | [18 empty] | 49.01 |  |  | 6.52 |  |  | 7.94 |  | 23.03 |  | 29143
29144 | 2.5 mm² ditto........................................................................................................................................................................... | [18 empty] | 53.44 |  |  | 6.52 |  |  | 7.94 |  | 23.03 |  | 29144
29145 | 4 mm² ditto.............................................................................................................................................................................. | [18 empty] | 82.95 |  |  | 11.50 |  |  | 15.21 |  | 44.25 |  | 29145
29146 | 6 mm² ditto.............................................................................................................................................................................. | [18 empty] | 93.26 |  |  | 11.50 |  |  | 15.21 |  | 44.25 |  | 29146
29147 | 10 mm² ditto............................................................................................................................................................................ | [18 empty] | 133.34 |  |  | 14.49 |  |  | 17.82 |  | 54.65 |  | 29147
29148 | 16 mm² ditto............................................................................................................................................................................ | [18 empty] | 137.74 |  |  | 14.49 |  |  | 17.82 |  | 54.65 |  | 29148
29149 | 25 mm² ditto............................................................................................................................................................................ | [18 empty] | 235.77 |  |  | 15.16 |  |  | 18.63 |  | 57.74 |  | 29149
29150 | 35 mm² ditto............................................................................................................................................................................ | [18 empty] | 294.44 |  |  | 15.97 |  |  | 19.59 |  | 59.01 |  | 29150
29151 | 50 mm² ditto............................................................................................................................................................................ | [18 empty] | 391.79 |  |  | 16.10 |  |  | 19.72 |  | 59.82 |  | 29151
29152 | 70 mm² ditto............................................................................................................................................................................ | [18 empty] | 565.64 |  |  | 27.55 |  |  | 33.64 |  | 100.46 |  | 29152
29153 | 95 mm² ditto............................................................................................................................................................................ | [18 empty] | 742.27 |  |  | 29.10 |  |  | 35.41 |  | 103.85 |  | 29153
29154 | 120 mm² ditto.......................................................................................................................................................................... | [18 empty] | 911.33 |  |  | 30.65 |  |  | 37.18 |  | 107.24 |  | 29154
29155 | 1.5 mm² 4-core........................................................................................................................................................................ | [18 empty] | 89.37 |  |  | 13.59 |  |  | 16.78 |  | 51.73 |  | 29155
29156 | 2.5 mm² ditto........................................................................................................................................................................... | [18 empty] | 98.10 |  |  | 14.49 |  |  | 17.82 |  | 54.65 |  | 29156
29157 | 4 mm² ditto.............................................................................................................................................................................. | [18 empty] | 117.22 |  |  | 15.10 |  |  | 19.02 |  | 56.31 |  | 29157
29/7
29 | ELECTRICAL INSTALLATION - MAIN DISTRIBUTION SYSTEMS | [18 empty] | 29
Item | Item
CABLES (COPPER) (CONT'D)
Take | [24 empty] | Take
Supply | [22 empty] | down |  | down |  |  | Fix
600/ 1000V PVC insulated and sheathed single steel wire armoured and PVC | [16 empty] | and | [5 empty] | and |  | and set |  |  | only
sheathed overall to IEC 60502-1 c/w cleats or saddles or fixed to cable trays (cable | [17 empty] | fix |  |  |  |  | clear |  | aside for
trays measured separately) : - (Cont'd) | [9 empty] | away | [14 empty] | re-use
A | [22 empty] | B |  | C |  |  | D
Per linear metre |  |  |  |  | $ | [17 empty] | $ |  | $ |  |  | $
29158 | 6 mm² 4-core........................................................................................................................................................................... | [18 empty] | 122.54 |  |  | 15.91 |  |  | 20.27 |  | 62.47 |  | 29158
29159 | 10 mm² ditto............................................................................................................................................................................ | [18 empty] | 161.13 |  |  | 16.73 |  |  | 21.55 |  | 64.87 |  | 29159
29160 | 16 mm² ditto............................................................................................................................................................................ | [18 empty] | 181.07 |  |  | 17.00 |  |  | 21.84 |  | 65.82 |  | 29160
29161 | 25 mm² ditto............................................................................................................................................................................ | [18 empty] | 222.24 |  |  | 18.08 |  |  | 22.30 |  | 68.40 |  | 29161
29162 | 35 mm² ditto............................................................................................................................................................................ | [18 empty] | 280.71 |  |  | 18.71 |  |  | 23.04 |  | 70.23 |  | 29162
29163 | 50 mm² ditto............................................................................................................................................................................ | [18 empty] | 370.67 |  |  | 18.79 |  |  | 23.21 |  | 71.21 |  | 29163
29164 | 70 mm² ditto............................................................................................................................................................................ | [18 empty] | 476.30 |  |  | 20.12 |  |  | 25.67 |  | 76.20 |  | 29164
29165 | 95 mm² ditto............................................................................................................................................................................ | [18 empty] | 582.12 |  |  | 23.14 |  |  | 27.48 |  | 85.34 |  | 29165
29166 | 120 mm² ditto.......................................................................................................................................................................... | [18 empty] | 709.50 |  |  | 23.42 |  |  | 29.57 |  | 91.56 |  | 29166
29167 | 150 mm² ditto.......................................................................................................................................................................... | [18 empty] | 1,057.03 |  |  | 26.23 |  |  | 33.19 |  | 101.64 |  | 29167
29168 | 185 mm² ditto.......................................................................................................................................................................... | [18 empty] | 1,105.80 |  |  | 29.03 |  |  | 35.95 |  | 108.92 |  | 29168
29169 | 240 mm² ditto.......................................................................................................................................................................... | [18 empty] | 1,382.66 |  |  | 30.27 |  |  | 37.84 |  | 118.00 |  | 29169
29170 | 300 mm² ditto.......................................................................................................................................................................... | [18 empty] | 1,619.80 |  |  | 32.82 |  |  | 41.06 |  | 124.62 |  | 29170
29171 | 400 mm² ditto.......................................................................................................................................................................... | [18 empty] | 2,069.17 |  |  | 34.00 |  |  | 42.75 |  | 130.71 |  | 29171
29172 | 1.5 mm² 7-core........................................................................................................................................................................ | [18 empty] | 171.81 |  |  | 16.58 |  |  | 21.33 |  | 64.33 |  | 29172
29173 | 1.5 mm² 12-core...................................................................................................................................................................... | [18 empty] | 212.87 |  |  | 16.58 |  |  | 21.33 |  | 64.33 |  | 29173
29174 | 1.5 mm² 19-core...................................................................................................................................................................... | [18 empty] | 277.00 |  |  | 19.00 |  |  | 23.87 |  | 71.83 |  | 29174
29175 | 1.5 mm² 27-core...................................................................................................................................................................... | [18 empty] | 348.88 |  |  | 19.05 |  |  | 24.16 |  | 73.12 |  | 29175
29176 | 1.5 mm² 37-core...................................................................................................................................................................... | [18 empty] | 398.54 |  |  | 20.71 |  |  | 26.09 |  | 77.74 |  | 29176
29177 | 1.5 mm² 48-core...................................................................................................................................................................... | [18 empty] | 691.37 |  |  | 21.92 |  |  | 27.16 |  | 82.47 |  | 29177
29178 | 2.5 mm² 7-core........................................................................................................................................................................ | [18 empty] | 215.96 |  |  | 19.95 |  |  | 25.44 |  | 75.57 |  | 29178
29179 | 2.5 mm² 12-core...................................................................................................................................................................... | [18 empty] | 267.75 |  |  | 19.95 |  |  | 25.44 |  | 75.57 |  | 29179
29180 | 2.5 mm² 19-core...................................................................................................................................................................... | [18 empty] | 369.23 |  |  | 21.77 |  |  | 26.66 |  | 80.60 |  | 29180
29181 | 2.5 mm² 27-core...................................................................................................................................................................... | [18 empty] | 465.30 |  |  | 22.47 |  |  | 28.50 |  | 84.14 |  | 29181
29182 | 2.5 mm² 37-core...................................................................................................................................................................... | [18 empty] | 780.76 |  |  | 23.09 |  |  | 29.20 |  | 85.93 |  | 29182
29183 | 2.5 mm² 48-core...................................................................................................................................................................... | [18 empty] | 1,230.45 |  |  | 23.84 |  |  | 30.20 |  | 88.64 |  | 29183
29/8
29 | ELECTRICAL INSTALLATION - MAIN DISTRIBUTION SYSTEMS | [18 empty] | 29
Item | Item
CABLES (COPPER) (CONT'D)
Take | [24 empty] | Take
Supply | [22 empty] | down |  | down |  |  | Fix
Fire resistant, low emission of smoke and corrosive gases, thermosetting insulated | [17 empty] | and |  |  |  |  | and |  | and set |  |  | only
and sheathed, steel wire armoured multi-core cable to BS 7846 (for voltage rating | [17 empty] | fix |  |  |  |  | clear |  | aside for
600/ 1000V) c/w cleats or saddles, or fixed to cable trays, or fixed in conduits/ | [16 empty] | away | [7 empty] | re-use
trunkings (cable trays, conduits and trunkings measured separately) : -
A | [22 empty] | B |  | C |  |  | D
Per linear metre |  |  |  |  | $ | [17 empty] | $ |  | $ |  |  | $
29184 | 1.5 mm² 2-core........................................................................................................................................................................ | [18 empty] | 103.01 |  |  | 6.49 |  |  | 7.92 |  | 22.89 |  | 29184
29185 | 2.5 mm² ditto........................................................................................................................................................................... | [18 empty] | 125.96 |  |  | 6.49 |  |  | 7.92 |  | 22.92 |  | 29185
29186 | 4 mm² ditto.............................................................................................................................................................................. | [18 empty] | 160.27 |  |  | 11.46 |  |  | 15.10 |  | 44.00 |  | 29186
29187 | 6 mm² ditto.............................................................................................................................................................................. | [18 empty] | 164.70 |  |  | 11.46 |  |  | 15.10 |  | 44.00 |  | 29187
29188 | 10 mm² ditto............................................................................................................................................................................ | [18 empty] | 186.37 |  |  | 14.38 |  |  | 17.73 |  | 54.33 |  | 29188
29189 | 16 mm² ditto............................................................................................................................................................................ | [18 empty] | 204.86 |  |  | 14.38 |  |  | 17.73 |  | 54.33 |  | 29189
29190 | 25 mm² ditto............................................................................................................................................................................ | [18 empty] | 318.54 |  |  | 16.56 |  |  | 20.77 |  | 63.43 |  | 29190
29191 | 35 mm² ditto............................................................................................................................................................................ | [18 empty] | 354.77 |  |  | 18.10 |  |  | 22.53 |  | 68.02 |  | 29191
29192 | 50 mm² ditto............................................................................................................................................................................ | [18 empty] | 463.56 |  |  | 18.26 |  |  | 22.67 |  | 68.93 |  | 29192
29193 | 70 mm² ditto............................................................................................................................................................................ | [18 empty] | 649.22 |  |  | 19.33 |  |  | 25.42 |  | 75.46 |  | 29193
29194 | 95 mm² ditto............................................................................................................................................................................ | [18 empty] | 807.76 |  |  | 22.23 |  |  | 27.23 |  | 84.51 |  | 29194
29195 | 120 mm² ditto.......................................................................................................................................................................... | [18 empty] | 1,053.16 |  |  | 23.31 |  |  | 29.39 |  | 91.04 |  | 29195
29196 | 150 mm² ditto.......................................................................................................................................................................... | [18 empty] | 1,246.22 |  |  | 26.08 |  |  | 32.97 |  | 101.01 |  | 29196
29197 | 185 mm² ditto.......................................................................................................................................................................... | [18 empty] | 1,369.49 |  |  | 28.85 |  |  | 35.71 |  | 108.26 |  | 29197
29198 | 240 mm² ditto.......................................................................................................................................................................... | [18 empty] | 1,681.62 |  |  | 30.34 |  |  | 37.92 |  | 118.25 |  | 29198
29199 | 300 mm² ditto.......................................................................................................................................................................... | [18 empty] | 2,037.84 |  |  | 32.86 |  |  | 41.13 |  | 124.86 |  | 29199
29200 | 400 mm² ditto.......................................................................................................................................................................... | [18 empty] | 2,413.12 |  |  | 34.10 |  |  | 42.85 |  | 130.96 |  | 29200
29/9
29 | ELECTRICAL INSTALLATION - MAIN DISTRIBUTION SYSTEMS | [18 empty] | 29
Item | Item
CABLES (COPPER) (CONT'D)
Take | [24 empty] | Take
Fire resistant, low emission of smoke and corrosive gases, thermosetting insulated | [17 empty] | Supply |  |  |  |  | down |  | down |  |  | Fix
and sheathed, steel wire armoured multi-core cable to BS 7846 (for voltage rating | [17 empty] | and |  |  |  |  | and |  | and set |  |  | only
600/ 1000V) or BS 7629-1 (for voltage rating 300/ 500V), c/w cleats or saddles, or | [17 empty] | fix |  |  |  |  | clear |  | aside for
fixed to cable trays, or fixed in conduits/ trunkings (cable trays, conduits and | [16 empty] | away | [7 empty] | re-use
trunkings measured separately) : -
A | [22 empty] | B |  | C |  |  | D
Per linear metre |  |  |  |  | $ | [17 empty] | $ |  | $ |  |  | $
29201 | 1.5 mm² 4-core........................................................................................................................................................................ | [18 empty] | 139.73 |  |  | 13.59 |  |  | 16.78 |  | 51.73 |  | 29201
29202 | 2.5 mm² ditto........................................................................................................................................................................... | [18 empty] | 165.86 |  |  | 14.49 |  |  | 17.86 |  | 54.65 |  | 29202
29203 | 4 mm² ditto.............................................................................................................................................................................. | [18 empty] | 181.98 |  |  | 15.10 |  |  | 19.02 |  | 56.31 |  | 29203
29204 | 6 mm² ditto.............................................................................................................................................................................. | [18 empty] | 216.29 |  |  | 15.91 |  |  | 20.27 |  | 62.47 |  | 29204
29205 | 10 mm² ditto............................................................................................................................................................................ | [18 empty] | 255.46 |  |  | 16.73 |  |  | 21.55 |  | 64.90 |  | 29205
29206 | 16 mm² ditto............................................................................................................................................................................ | [18 empty] | 287.00 |  |  | 18.02 |  |  | 22.17 |  | 65.82 |  | 29206
29207 | 25 mm² ditto............................................................................................................................................................................ | [18 empty] | 396.79 |  |  | 18.08 |  |  | 22.25 |  | 68.40 |  | 29207
29208 | 35 mm² ditto............................................................................................................................................................................ | [18 empty] | 445.61 |  |  | 18.71 |  |  | 23.04 |  | 70.23 |  | 29208
29209 | 50 mm² ditto............................................................................................................................................................................ | [18 empty] | 562.48 |  |  | 18.79 |  |  | 23.21 |  | 71.21 |  | 29209
29210 | 70 mm² ditto............................................................................................................................................................................ | [18 empty] | 713.97 |  |  | 20.12 |  |  | 25.67 |  | 76.20 |  | 29210
29211 | 95 mm² ditto............................................................................................................................................................................ | [18 empty] | 833.45 |  |  | 23.14 |  |  | 27.48 |  | 85.34 |  | 29211
29212 | 120 mm² ditto.......................................................................................................................................................................... | [18 empty] | 980.35 |  |  | 23.42 |  |  | 29.57 |  | 91.56 |  | 29212
29213 | 150 mm² ditto.......................................................................................................................................................................... | [18 empty] | 1,182.66 |  |  | 26.23 |  |  | 33.20 |  | 101.64 |  | 29213
29214 | 185 mm² ditto.......................................................................................................................................................................... | [18 empty] | 1,281.68 |  |  | 29.03 |  |  | 35.95 |  | 108.92 |  | 29214
29215 | 240 mm² ditto.......................................................................................................................................................................... | [18 empty] | 1,606.70 |  |  | 30.53 |  |  | 38.15 |  | 118.98 |  | 29215
29216 | 300 mm² ditto.......................................................................................................................................................................... | [18 empty] | 1,888.41 |  |  | 33.07 |  |  | 41.40 |  | 125.60 |  | 29216
29217 | 400 mm² ditto.......................................................................................................................................................................... | [18 empty] | 2,333.60 |  |  | 34.30 |  |  | 43.12 |  | 131.77 |  | 29217
29/10
29 | ELECTRICAL INSTALLATION - MAIN DISTRIBUTION SYSTEMS | [18 empty] | 29
Item | Item
CABLES (COPPER) (CONT'D)
Take | [24 empty] | Take
Supply | [22 empty] | down |  | down |  |  | Fix
600/ 1000V fire resistant, low emission of smoke and corrosive gases insulated, | [16 empty] | and | [5 empty] | and |  | and set |  |  | only
non-sheathed, single core cables to IEC 60332-1, IEC 61034-2, IEC 60754-1 | [16 empty] | fix | [5 empty] | clear |  | aside for
and BS 6387 Cat. CWZ in conduits or trunkings (conduits and trunkings | [16 empty] | away | [7 empty] | re-use
measured separately) : -
A | [22 empty] | B |  | C |  |  | D
Per linear metre |  |  |  |  | $ | [17 empty] | $ |  | $ |  |  | $
29218 | 1.5 mm².................................................................................................................................................................................... | [18 empty] | 26.74 |  |  | 1.97 |  |  | 2.68 |  | 6.45 |  | 29218
29219 | 2.5 mm².................................................................................................................................................................................... | [18 empty] | 29.01 |  |  | 1.97 |  |  | 2.68 |  | 6.45 |  | 29219
29220 | 4 mm² ...................................................................................................................................................................................... | [18 empty] | 34.72 |  |  | 2.22 |  |  | 2.93 |  | 7.49 |  | 29220
29221 | 6 mm² ...................................................................................................................................................................................... | [18 empty] | 40.73 |  |  | 2.22 |  |  | 2.93 |  | 7.49 |  | 29221
29222 | 10 mm² .................................................................................................................................................................................... | [18 empty] | 77.61 |  |  | 2.22 |  |  | 2.93 |  | 7.49 |  | 29222
29223 | 16 mm² .................................................................................................................................................................................... | [18 empty] | 100.86 |  |  | 2.22 |  |  | 2.93 |  | 7.49 |  | 29223
29224 | 25 mm² .................................................................................................................................................................................... | [18 empty] | 133.85 |  |  | 3.04 |  |  | 3.76 |  | 11.63 |  | 29224
29225 | 35 mm² .................................................................................................................................................................................... | [18 empty] | 296.42 |  |  | 3.04 |  |  | 3.76 |  | 11.63 |  | 29225
29226 | 50 mm² .................................................................................................................................................................................... | [18 empty] | 335.53 |  |  | 3.04 |  |  | 3.76 |  | 11.63 |  | 29226
29227 | 70 mm² .................................................................................................................................................................................... | [18 empty] | 415.96 |  |  | 4.28 |  |  | 5.06 |  | 15.91 |  | 29227
29228 | 95 mm²..................................................................................................................................................................................... | [18 empty] | 496.03 |  |  | 5.08 |  |  | 7.00 |  | 18.63 |  | 29228
29229 | 120 mm².................................................................................................................................................................................. | [18 empty] | 583.58 |  |  | 6.55 |  |  | 7.97 |  | 23.09 |  | 29229
29230 | 150 mm² ................................................................................................................................................................................. | [18 empty] | 734.27 |  |  | 7.19 |  |  | 8.74 |  | 27.38 |  | 29230
29231 | 185 mm² ................................................................................................................................................................................. | [18 empty] | 813.08 |  |  | 8.56 |  |  | 10.79 |  | 31.51 |  | 29231
29232 | 240 mm² ................................................................................................................................................................................. | [18 empty] | 968.76 |  |  | 10.65 |  |  | 12.71 |  | 38.95 |  | 29232
29233 | 300 mm² ................................................................................................................................................................................. | [18 empty] | 1,079.90 |  |  | 12.30 |  |  | 15.68 |  | 47.93 |  | 29233
29234 | 400 mm² ................................................................................................................................................................................. | [18 empty] | 1,256.56 |  |  | 14.49 |  |  | 17.88 |  | 54.76 |  | 29234
29235 | 500 mm² ................................................................................................................................................................................. | [18 empty] | 1,500.56 |  |  | 16.68 |  |  | 20.93 |  | 63.94 |  | 29235
29236 | 630 mm² ................................................................................................................................................................................. | [18 empty] | 1,912.89 |  |  | 20.16 |  |  | 25.70 |  | 76.36 |  | 29236
29/11
29 | ELECTRICAL INSTALLATION - MAIN DISTRIBUTION SYSTEMS | [18 empty] | 29
Item | Item
CABLES (COPPER) (CONT'D)
Take | [24 empty] | Take
Supply | [22 empty] | down |  | down |  |  | Fix
600/ 1000V PVC insulated and sheathed single steel wire armoured and PVC sheathed | [17 empty] | and |  |  |  |  | and |  | and set |  |  | only
overall to IEC 60502-1, laid in trench or cable ducts including suitable cable bed (excavation | [17 empty] | fix |  |  |  |  | clear |  | aside for
backfilling and cable ducts measured separately) : - | [12 empty] | away | [11 empty] | re-use
A | [22 empty] | B |  | C |  |  | D
Per linear metre |  |  |  |  | $ | [17 empty] | $ |  | $ |  |  | $
29237 | 1.5 mm² 2-core........................................................................................................................................................................ | [18 empty] | 38.71 |  |  | 3.82 |  |  | 4.29 |  | 15.22 |  | 29237
29238 | 2.5 mm² ditto........................................................................................................................................................................... | [18 empty] | 44.18 |  |  | 3.82 |  |  | 4.29 |  | 15.22 |  | 29238
29239 | 4 mm² ditto.............................................................................................................................................................................. | [18 empty] | 62.64 |  |  | 7.17 |  |  | 8.31 |  | 27.38 |  | 29239
29240 | 6 mm² ditto.............................................................................................................................................................................. | [18 empty] | 70.36 |  |  | 7.17 |  |  | 8.31 |  | 27.38 |  | 29240
29241 | 10 mm² ditto............................................................................................................................................................................ | [18 empty] | 104.38 |  |  | 8.31 |  |  | 10.16 |  | 30.96 |  | 29241
29242 | 16 mm² ditto............................................................................................................................................................................ | [18 empty] | 124.95 |  |  | 8.31 |  |  | 10.16 |  | 30.96 |  | 29242
29243 | 25 mm² ditto............................................................................................................................................................................ | [18 empty] | 195.45 |  |  | 9.62 |  |  | 11.42 |  | 37.00 |  | 29243
29244 | 35 mm² ditto............................................................................................................................................................................ | [18 empty] | 260.16 |  |  | 11.12 |  |  | 13.74 |  | 38.38 |  | 29244
29245 | 50 mm² ditto............................................................................................................................................................................ | [18 empty] | 337.93 |  |  | 11.12 |  |  | 13.74 |  | 38.38 |  | 29245
29246 | 1.5 mm² 4-core........................................................................................................................................................................ | [18 empty] | 63.54 |  |  | 8.37 |  |  | 10.96 |  | 33.33 |  | 29246
29247 | 2.5 mm² ditto........................................................................................................................................................................... | [18 empty] | 73.11 |  |  | 10.25 |  |  | 12.50 |  | 38.05 |  | 29247
29248 | 4 mm² ditto.............................................................................................................................................................................. | [18 empty] | 91.99 |  |  | 10.96 |  |  | 13.13 |  | 39.97 |  | 29248
29249 | 6 mm² ditto.............................................................................................................................................................................. | [18 empty] | 105.94 |  |  | 10.96 |  |  | 13.13 |  | 39.97 |  | 29249
29250 | 10 mm² ditto............................................................................................................................................................................ | [18 empty] | 137.15 |  |  | 11.36 |  |  | 13.82 |  | 42.04 |  | 29250
29251 | 16 mm² ditto............................................................................................................................................................................ | [18 empty] | 179.38 |  |  | 11.36 |  |  | 13.82 |  | 42.04 |  | 29251
29252 | 25 mm² ditto............................................................................................................................................................................ | [18 empty] | 221.52 |  |  | 11.73 |  |  | 14.34 |  | 43.99 |  | 29252
29253 | 35 mm² ditto............................................................................................................................................................................ | [18 empty] | 285.04 |  |  | 12.54 |  |  | 15.46 |  | 46.14 |  | 29253
29254 | 50 mm² ditto............................................................................................................................................................................ | [18 empty] | 374.23 |  |  | 12.54 |  |  | 15.46 |  | 46.14 |  | 29254
29255 | 70 mm² ditto............................................................................................................................................................................ | [18 empty] | 477.40 |  |  | 13.90 |  |  | 16.90 |  | 49.96 |  | 29255
29256 | 95 mm² ditto............................................................................................................................................................................ | [18 empty] | 593.09 |  |  | 14.72 |  |  | 18.09 |  | 52.34 |  | 29256
29257 | 120 mm² ditto.......................................................................................................................................................................... | [18 empty] | 695.00 |  |  | 14.72 |  |  | 18.09 |  | 52.34 |  | 29257
29258 | 150 mm² ditto.......................................................................................................................................................................... | [18 empty] | 998.91 |  |  | 15.56 |  |  | 18.72 |  | 56.11 |  | 29258
29/12
29 | ELECTRICAL INSTALLATION - MAIN DISTRIBUTION SYSTEMS | [18 empty] | 29
Item | Item
CABLES (COPPER) (CONT'D)
Take | [24 empty] | Take
Supply | [22 empty] | down |  | down |  |  | Fix
600/ 1000V PVC insulated and sheathed single steel wire armoured and PVC sheathed | [17 empty] | and |  |  |  |  | and |  | and set |  |  | only
overall to IEC 60502-1, laid in trench or cable ducts including suitable cable bed (excavation | [17 empty] | fix |  |  |  |  | clear |  | aside for
backfilling and cable ducts measured separately) : - (Cont'd) | [14 empty] | away | [9 empty] | re-use
A | [22 empty] | B |  | C |  |  | D
Per linear metre |  |  |  |  | $ | [17 empty] | $ |  | $ |  |  | $
29259 | 185 mm² 4-core....................................................................................................................................................................... | [18 empty] | 1,020.86 |  |  | 15.67 |  |  | 19.93 |  | 60.15 |  | 29259
29260 | 240 mm² ditto.......................................................................................................................................................................... | [18 empty] | 1,269.19 |  |  | 18.09 |  |  | 22.14 |  | 67.38 |  | 29260
29261 | 300 mm² ditto.......................................................................................................................................................................... | [18 empty] | 1,526.20 |  |  | 20.42 |  |  | 25.16 |  | 75.67 |  | 29261
29262 | 400 mm² ditto.......................................................................................................................................................................... | [18 empty] | 1,959.70 |  |  | 21.05 |  |  | 26.00 |  | 79.75 |  | 29262
29263 | 1.5 mm² 7-core........................................................................................................................................................................ | [18 empty] | 139.97 |  |  | 11.09 |  |  | 13.31 |  | 41.88 |  | 29263
29264 | 1.5 mm² 12-core...................................................................................................................................................................... | [18 empty] | 184.46 |  |  | 11.09 |  |  | 13.31 |  | 41.88 |  | 29264
29265 | 1.5 mm² 19-core...................................................................................................................................................................... | [18 empty] | 248.22 |  |  | 14.68 |  |  | 18.03 |  | 52.14 |  | 29265
29266 | 1.5 mm² 27-core...................................................................................................................................................................... | [18 empty] | 315.52 |  |  | 14.68 |  |  | 18.03 |  | 52.14 |  | 29266
29267 | 1.5 mm² 37-core...................................................................................................................................................................... | [18 empty] | 372.66 |  |  | 14.68 |  |  | 18.03 |  | 54.55 |  | 29267
29268 | 1.5 mm² 48-core...................................................................................................................................................................... | [18 empty] | 639.12 |  |  | 14.68 |  |  | 18.03 |  | 54.55 |  | 29268
29269 | 2.5 mm² 7-core........................................................................................................................................................................ | [18 empty] | 200.66 |  |  | 14.01 |  |  | 17.49 |  | 51.92 |  | 29269
29270 | 2.5 mm² 12-core...................................................................................................................................................................... | [18 empty] | 254.95 |  |  | 14.01 |  |  | 17.49 |  | 51.92 |  | 29270
29271 | 2.5 mm² 19-core...................................................................................................................................................................... | [18 empty] | 340.00 |  |  | 14.65 |  |  | 18.72 |  | 56.18 |  | 29271
29272 | 2.5 mm² 27-core...................................................................................................................................................................... | [18 empty] | 441.04 |  |  | 15.25 |  |  | 19.39 |  | 57.19 |  | 29272
29273 | 2.5 mm² 37-core...................................................................................................................................................................... | [18 empty] | 754.05 |  |  | 15.85 |  |  | 20.68 |  | 60.97 |  | 29273
29274 | 2.5 mm² 48-core...................................................................................................................................................................... | [18 empty] | 1,149.70 |  |  | 15.90 |  |  | 20.75 |  | 62.14 |  | 29274
29/13
29 | ELECTRICAL INSTALLATION - MAIN DISTRIBUTION SYSTEMS | [18 empty] | 29
Item | Item
CABLES (COPPER) (CONT'D) | [9 empty] | Take | [14 empty] | Take
Supply | [22 empty] | down |  | down |  |  | Fix
and | [22 empty] | and |  | and set |  |  | only
Mineral insulated copper sheathed, 750V (heavy duty grade) cable to IEC 60702-1 | [17 empty] | fix |  |  |  |  | clear |  | aside for
and IEC 60702-2, c/w spacing bar type saddles : - | [12 empty] | away | [11 empty] | re-use
A | [22 empty] | B |  | C |  |  | D
Per linear metre |  |  |  |  | $ | [17 empty] | $ |  | $ |  |  | $
29275 | 6 mm² 1-core........................................................................................................................................................................... | [18 empty] | 89.78 |  |  | 7.92 |  |  | 10.10 |  | 29.60 |  | 29275
29276 | 10 mm² ditto............................................................................................................................................................................ | [18 empty] | 133.99 |  |  | 7.93 |  |  | 10.15 |  | 30.48 |  | 29276
29277 | 16 mm² ditto............................................................................................................................................................................ | [18 empty] | 166.32 |  |  | 9.13 |  |  | 12.13 |  | 34.60 |  | 29277
29278 | 25 mm² ditto............................................................................................................................................................................ | [18 empty] | 212.75 |  |  | 10.45 |  |  | 12.87 |  | 36.45 |  | 29278
29279 | 35 mm² ditto............................................................................................................................................................................ | [18 empty] | 385.45 |  |  | 11.31 |  |  | 13.57 |  | 39.52 |  | 29279
29280 | 50 mm² ditto............................................................................................................................................................................ | [18 empty] | 439.03 |  |  | 12.03 |  |  | 14.89 |  | 41.40 |  | 29280
29281 | 70 mm² ditto............................................................................................................................................................................ | [18 empty] | 516.91 |  |  | 12.87 |  |  | 16.26 |  | 44.83 |  | 29281
29282 | 95 mm² ditto............................................................................................................................................................................ | [18 empty] | 647.00 |  |  | 16.25 |  |  | 20.31 |  | 57.25 |  | 29282
29283 | 120 mm² ditto.......................................................................................................................................................................... | [18 empty] | 760.71 |  |  | 16.25 |  |  | 20.31 |  | 57.25 |  | 29283
29284 | 150 mm² ditto.......................................................................................................................................................................... | [18 empty] | 924.43 |  |  | 16.25 |  |  | 20.31 |  | 57.25 |  | 29284
29285 | 185 mm² ditto.......................................................................................................................................................................... | [18 empty] | 1,071.65 |  |  | 16.90 |  |  | 21.60 |  | 61.19 |  | 29285
29286 | 240 mm² ditto.......................................................................................................................................................................... | [18 empty] | 1,310.53 |  |  | 18.42 |  |  | 22.60 |  | 64.21 |  | 29286
29287 | 1.5 mm² 2-core........................................................................................................................................................................ | [18 empty] | 81.99 |  |  | 7.08 |  |  | 8.53 |  | 27.16 |  | 29287
29288 | 2.5 mm² ditto.......................................................................................................................................................................... | [18 empty] | 92.69 |  |  | 7.92 |  |  | 10.10 |  | 29.60 |  | 29288
29289 | 4 mm² ditto............................................................................................................................................................................. | [18 empty] | 108.53 |  |  | 7.93 |  |  | 10.15 |  | 30.48 |  | 29289
29290 | 6 mm² ditto............................................................................................................................................................................. | [18 empty] | 133.01 |  |  | 8.88 |  |  | 10.91 |  | 32.52 |  | 29290
29291 | 10 mm² ditto........................................................................................................................................................................... | [18 empty] | 175.40 |  |  | 9.13 |  |  | 12.13 |  | 34.60 |  | 29291
29292 | 16 mm² ditto........................................................................................................................................................................... | [18 empty] | 215.04 |  |  | 10.45 |  |  | 12.83 |  | 36.46 |  | 29292
29293 | 25 mm² ditto........................................................................................................................................................................... | [18 empty] | 338.20 |  |  | 10.89 |  |  | 13.04 |  | 39.72 |  | 29293
29294 | 1.5 mm² 4-core........................................................................................................................................................................ | [18 empty] | 100.54 |  |  | 7.92 |  |  | 10.10 |  | 29.60 |  | 29294
29295 | 2.5 mm² ditto.......................................................................................................................................................................... | [18 empty] | 110.56 |  |  | 7.93 |  |  | 10.15 |  | 30.48 |  | 29295
29296 | 4 mm² ditto............................................................................................................................................................................. | [18 empty] | 143.84 |  |  | 8.60 |  |  | 11.22 |  | 32.59 |  | 29296
29297 | 6 mm² ditto............................................................................................................................................................................. | [18 empty] | 178.82 |  |  | 9.13 |  |  | 12.13 |  | 34.60 |  | 29297
29298 | 10 mm² ditto........................................................................................................................................................................... | [18 empty] | 238.22 |  |  | 10.45 |  |  | 12.83 |  | 36.46 |  | 29298
29299 | 16 mm² ditto........................................................................................................................................................................... | [18 empty] | 323.01 |  |  | 10.89 |  |  | 13.04 |  | 39.72 |  | 29299
29300 | 25 mm² ditto........................................................................................................................................................................... | [18 empty] | 444.14 |  |  | 11.72 |  |  | 14.42 |  | 42.43 |  | 29300
29/14
29 | ELECTRICAL INSTALLATION - MAIN DISTRIBUTION SYSTEMS | [18 empty] | 29
Item | Item
CABLES (COPPER) (CONT'D)
Take | [24 empty] | Take
Supply | [22 empty] | down |  | down |  |  | Fix
Mineral insulated copper sheathed, 750V (heavy duty grade) cable to IEC 60702-1 | [17 empty] | and |  |  |  |  | and |  | and set |  |  | only
and IEC 60702-2, with an overall protection of PVC sheath, c/w spacing | [16 empty] | fix | [5 empty] | clear |  | aside for
bar type saddles : - |  |  |  |  | away | [19 empty] | re-use
A | [22 empty] | B |  | C |  |  | D
Per linear metre |  |  |  |  | $ | [17 empty] | $ |  | $ |  |  | $
29301 | 1 mm² 1-core........................................................................................................................................................................... | [18 empty] | 30.13 |  |  | 2.88 |  |  | 3.61 |  | 10.72 |  | 29301
29302 | 1.5 mm² ditto........................................................................................................................................................................... | [18 empty] | 34.69 |  |  | 2.88 |  |  | 3.61 |  | 10.72 |  | 29302
29303 | 2.5 mm² ditto........................................................................................................................................................................... | [18 empty] | 38.73 |  |  | 2.88 |  |  | 3.61 |  | 10.72 |  | 29303
29304 | 4 mm² ditto.............................................................................................................................................................................. | [18 empty] | 66.78 |  |  | 7.92 |  |  | 10.06 |  | 29.49 |  | 29304
29305 | 6 mm² ditto.............................................................................................................................................................................. | [18 empty] | 86.37 |  |  | 7.92 |  |  | 10.06 |  | 29.49 |  | 29305
29306 | 10 mm² ditto............................................................................................................................................................................ | [18 empty] | 131.52 |  |  | 7.92 |  |  | 10.11 |  | 30.34 |  | 29306
29307 | 16 mm² ditto............................................................................................................................................................................ | [18 empty] | 165.38 |  |  | 9.07 |  |  | 12.07 |  | 34.45 |  | 29307
29308 | 25 mm² ditto............................................................................................................................................................................ | [18 empty] | 207.61 |  |  | 10.41 |  |  | 12.79 |  | 36.30 |  | 29308
29309 | 35 mm² ditto............................................................................................................................................................................ | [18 empty] | 379.93 |  |  | 11.28 |  |  | 13.48 |  | 39.36 |  | 29309
29310 | 50 mm² ditto............................................................................................................................................................................ | [18 empty] | 426.83 |  |  | 11.98 |  |  | 14.82 |  | 41.23 |  | 29310
29311 | 70 mm² ditto............................................................................................................................................................................ | [18 empty] | 512.96 |  |  | 12.79 |  |  | 16.19 |  | 44.66 |  | 29311
29312 | 95 mm² ditto............................................................................................................................................................................ | [18 empty] | 650.62 |  |  | 13.54 |  |  | 16.93 |  | 49.75 |  | 29312
29313 | 120 mm² ditto.......................................................................................................................................................................... | [18 empty] | 750.06 |  |  | 14.85 |  |  | 18.19 |  | 52.64 |  | 29313
29314 | 150 mm² ditto.......................................................................................................................................................................... | [18 empty] | 928.21 |  |  | 16.17 |  |  | 20.20 |  | 56.99 |  | 29314
29315 | 185 mm² ditto.......................................................................................................................................................................... | [18 empty] | 1,062.07 |  |  | 16.81 |  |  | 21.50 |  | 60.95 |  | 29315
29316 | 240 mm² ditto.......................................................................................................................................................................... | [18 empty] | 1,284.26 |  |  | 18.36 |  |  | 22.50 |  | 63.95 |  | 29316
29317 | 1 mm² 2-core........................................................................................................................................................................... | [18 empty] | 70.87 |  |  | 7.06 |  |  | 8.51 |  | 27.04 |  | 29317
29318 | 1.5 mm² ditto........................................................................................................................................................................... | [18 empty] | 79.90 |  |  | 7.06 |  |  | 8.51 |  | 27.04 |  | 29318
29319 | 2.5 mm² ditto........................................................................................................................................................................... | [18 empty] | 91.18 |  |  | 7.92 |  |  | 10.06 |  | 29.49 |  | 29319
29320 | 4 mm² ditto.............................................................................................................................................................................. | [18 empty] | 106.51 |  |  | 7.92 |  |  | 10.11 |  | 30.34 |  | 29320
29321 | 6 mm² ditto.............................................................................................................................................................................. | [18 empty] | 133.84 |  |  | 8.84 |  |  | 10.88 |  | 32.34 |  | 29321
29322 | 10 mm² ditto............................................................................................................................................................................ | [18 empty] | 176.21 |  |  | 9.07 |  |  | 12.06 |  | 34.45 |  | 29322
29323 | 16 mm² ditto............................................................................................................................................................................ | [18 empty] | 213.69 |  |  | 10.41 |  |  | 12.79 |  | 36.35 |  | 29323
29324 | 25 mm² ditto............................................................................................................................................................................ | [18 empty] | 345.89 |  |  | 10.83 |  |  | 12.98 |  | 39.55 |  | 29324
29/15
29 | ELECTRICAL INSTALLATION - MAIN DISTRIBUTION SYSTEMS | [18 empty] | 29
Item | Item
CABLES (COPPER) (CONT'D)
Take | [24 empty] | Take
Supply | [22 empty] | down |  | down |  |  | Fix
Mineral insulated copper sheathed, 750V (heavy duty grade) cable to IEC 60702-1 | [17 empty] | and |  |  |  |  | and |  | and set |  |  | only
and IEC 60702-2, with an overall protection of PVC sheath, c/w spacing | [16 empty] | fix | [5 empty] | clear |  | aside for
bar type saddles : - (Cont'd) | [9 empty] | away | [14 empty] | re-use
A | [22 empty] | B |  | C |  |  | D
Per linear metre |  |  |  |  | $ | [17 empty] | $ |  | $ |  |  | $
29325 | 1.5 mm² 4-core........................................................................................................................................................................ | [18 empty] | 99.08 |  |  | 7.92 |  |  | 10.08 |  | 29.53 |  | 29325
29326 | 2.5 mm² ditto........................................................................................................................................................................... | [18 empty] | 111.14 |  |  | 7.92 |  |  | 10.15 |  | 30.42 |  | 29326
29327 | 4 mm² ditto.............................................................................................................................................................................. | [18 empty] | 138.17 |  |  | 8.85 |  |  | 10.89 |  | 32.45 |  | 29327
29328 | 6 mm² ditto.............................................................................................................................................................................. | [18 empty] | 175.91 |  |  | 9.07 |  |  | 12.09 |  | 34.53 |  | 29328
29329 | 10 mm² ditto............................................................................................................................................................................ | [18 empty] | 229.91 |  |  | 10.44 |  |  | 12.82 |  | 36.41 |  | 29329
29330 | 16 mm² ditto............................................................................................................................................................................ | [18 empty] | 324.77 |  |  | 10.84 |  |  | 13.03 |  | 39.63 |  | 29330
29331 | 25 mm² ditto............................................................................................................................................................................ | [18 empty] | 452.47 |  |  | 11.73 |  |  | 14.37 |  | 42.34 |  | 29331
Mineral insulated copper sheathed, 750V (heavy duty grade) cable to IEC 60702-1
and IEC 60702-2, laid in trenches (including suitable cable bed) or ducting (ducting,
excavation and backing-filling measured separately) : -
Per linear metre
29332 | 1 mm² 2-core........................................................................................................................................................................... | [18 empty] | 53.71 |  |  | 3.43 |  |  | 4.24 |  | 12.96 |  | 29332
29333 | 1.5 mm² ditto........................................................................................................................................................................... | [18 empty] | 64.14 |  |  | 3.88 |  |  | 4.80 |  | 15.09 |  | 29333
29334 | 2.5 mm² ditto........................................................................................................................................................................... | [18 empty] | 73.51 |  |  | 3.88 |  |  | 4.80 |  | 15.09 |  | 29334
29335 | 4 mm² ditto.............................................................................................................................................................................. | [18 empty] | 101.85 |  |  | 7.08 |  |  | 8.22 |  | 27.16 |  | 29335
29336 | 6 mm² ditto.............................................................................................................................................................................. | [18 empty] | 121.55 |  |  | 7.08 |  |  | 8.22 |  | 27.16 |  | 29336
29337 | 10 mm² ditto............................................................................................................................................................................ | [18 empty] | 174.17 |  |  | 8.85 |  |  | 10.91 |  | 32.45 |  | 29337
29338 | 16 mm² ditto............................................................................................................................................................................ | [18 empty] | 213.40 |  |  | 8.85 |  |  | 10.91 |  | 32.45 |  | 29338
29339 | 25 mm² ditto............................................................................................................................................................................ | [18 empty] | 335.98 |  |  | 11.03 |  |  | 13.28 |  | 41.69 |  | 29339
29340 | 1.5 mm² 4-core........................................................................................................................................................................ | [18 empty] | 103.43 |  |  | 9.07 |  |  | 12.09 |  | 34.53 |  | 29340
29341 | 2.5 mm² ditto........................................................................................................................................................................... | [18 empty] | 119.32 |  |  | 10.44 |  |  | 12.82 |  | 36.41 |  | 29341
29342 | 4 mm² ditto.............................................................................................................................................................................. | [18 empty] | 148.83 |  |  | 10.73 |  |  | 13.23 |  | 38.30 |  | 29342
29343 | 6 mm² ditto.............................................................................................................................................................................. | [18 empty] | 188.32 |  |  | 11.17 |  |  | 13.78 |  | 39.46 |  | 29343
29344 | 10 mm² ditto............................................................................................................................................................................ | [18 empty] | 239.55 |  |  | 11.34 |  |  | 14.37 |  | 40.33 |  | 29344
29345 | 16 mm² ditto............................................................................................................................................................................ | [18 empty] | 338.11 |  |  | 11.64 |  |  | 14.87 |  | 41.69 |  | 29345
29/16
29 | ELECTRICAL INSTALLATION - MAIN DISTRIBUTION SYSTEMS | [18 empty] | 29
Item | Item
CABLES (COPPER) (CONT'D) | [9 empty] | Take | [14 empty] | Take
Supply | [22 empty] | down |  | down |  |  | Fix
and | [22 empty] | and |  | and set |  |  | only
600/ 1000V XLPE/ SWA/ PVC cable to IEC 60502-1, c/w cleats or saddles or fixed to | [17 empty] | fix |  |  |  |  | clear |  | aside for
cable trays (cable trays measured separately) : - | [11 empty] | away | [12 empty] | re-use
A | [22 empty] | B |  | C |  |  | D
Per linear metre |  |  |  |  | $ | [17 empty] | $ |  | $ |  |  | $
29346 | 500 mm² 1-core....................................................................................................................................................................... | [18 empty] | 1,225.09 |  |  | 18.20 |  |  | 22.65 |  | 64.34 |  | 29346
29347 | 630 mm² ditto.......................................................................................................................................................................... | [18 empty] | 1,357.84 |  |  | 20.05 |  |  | 25.61 |  | 76.03 |  | 29347
29348 | 800 mm² ditto.......................................................................................................................................................................... | [18 empty] | 1,582.83 |  |  | 23.35 |  |  | 29.50 |  | 91.38 |  | 29348
29349 | 1000 mm² ditto........................................................................................................................................................................ | [18 empty] | 1,918.97 |  |  | 31.39 |  |  | 39.24 |  | 121.92 |  | 29349
29350 | 4 mm² 2-core.......................................................................................................................................................................... | [18 empty] | 82.15 |  |  | 13.00 |  |  | 15.93 |  | 44.82 |  | 29350
29351 | 6 mm² ditto............................................................................................................................................................................. | [18 empty] | 94.65 |  |  | 13.45 |  |  | 16.68 |  | 46.20 |  | 29351
29352 | 10 mm² ditto........................................................................................................................................................................... | [18 empty] | 131.20 |  |  | 13.52 |  |  | 16.73 |  | 49.67 |  | 29352
29353 | 16 mm² ditto............................................................................................................................................................................ | [18 empty] | 149.43 |  |  | 14.22 |  |  | 17.23 |  | 52.34 |  | 29353
29354 | 25 mm² ditto............................................................................................................................................................................ | [18 empty] | 224.87 |  |  | 14.82 |  |  | 17.80 |  | 53.50 |  | 29354
29355 | 35 mm² ditto........................................................................................................................................................................... | [18 empty] | 283.69 |  |  | 15.25 |  |  | 18.93 |  | 56.81 |  | 29355
29356 | 50 mm² ditto............................................................................................................................................................................ | [18 empty] | 376.25 |  |  | 18.85 |  |  | 23.73 |  | 67.31 |  | 29356
29357 | 70 mm² ditto............................................................................................................................................................................ | [18 empty] | 485.86 |  |  | 20.34 |  |  | 24.78 |  | 70.23 |  | 29357
29358 | 95 mm² ditto........................................................................................................................................................................... | [18 empty] | 588.71 |  |  | 21.72 |  |  | 26.29 |  | 74.85 |  | 29358
29359 | 4 mm² 4-core.......................................................................................................................................................................... | [18 empty] | 94.57 |  |  | 13.13 |  |  | 15.97 |  | 49.10 |  | 29359
29360 | 6 mm² ditto.............................................................................................................................................................................. | [18 empty] | 110.94 |  |  | 13.59 |  |  | 17.10 |  | 51.60 |  | 29360
29361 | 10 mm² ditto............................................................................................................................................................................ | [18 empty] | 135.73 |  |  | 14.55 |  |  | 18.02 |  | 52.98 |  | 29361
29362 | 16 mm² ditto............................................................................................................................................................................ | [18 empty] | 180.16 |  |  | 15.36 |  |  | 18.74 |  | 55.90 |  | 29362
29363 | 25 mm² ditto............................................................................................................................................................................ | [18 empty] | 215.40 |  |  | 16.17 |  |  | 19.57 |  | 57.96 |  | 29363
29364 | 35 mm² ditto............................................................................................................................................................................ | [18 empty] | 274.59 |  |  | 16.40 |  |  | 20.47 |  | 60.97 |  | 29364
29365 | 50 mm² ditto............................................................................................................................................................................ | [18 empty] | 366.31 |  |  | 20.77 |  |  | 25.86 |  | 74.08 |  | 29365
29366 | 70 mm² ditto............................................................................................................................................................................ | [18 empty] | 473.50 |  |  | 22.39 |  |  | 26.82 |  | 77.28 |  | 29366
29367 | 95 mm² ditto............................................................................................................................................................................ | [18 empty] | 575.59 |  |  | 23.68 |  |  | 28.07 |  | 82.37 |  | 29367
29368 | 120 mm² ditto.......................................................................................................................................................................... | [18 empty] | 694.90 |  |  | 24.52 |  |  | 29.95 |  | 87.14 |  | 29368
29369 | 150 mm² ditto.......................................................................................................................................................................... | [18 empty] | 935.72 |  |  | 25.37 |  |  | 30.65 |  | 90.41 |  | 29369
29/17
29 | ELECTRICAL INSTALLATION - MAIN DISTRIBUTION SYSTEMS | [18 empty] | 29
Item | Item
CABLES (COPPER) (CONT'D) | [9 empty] | Take | [14 empty] | Take
Supply | [22 empty] | down |  | down |  |  | Fix
and | [22 empty] | and |  | and set |  |  | only
600/ 1000V XLPE/ SWA/ PVC cable to IEC 60502-1, c/w cleats or saddles or fixed to | [17 empty] | fix |  |  |  |  | clear |  | aside for
cable trays (cable trays measured separately) : - (Cont'd) | [14 empty] | away | [9 empty] | re-use
A | [22 empty] | B |  | C |  |  | D
Per linear metre |  |  |  |  | $ | [17 empty] | $ |  | $ |  |  | $
29370 | 185 mm² 4-core....................................................................................................................................................................... | [18 empty] | 983.55 |  |  | 26.59 |  |  | 31.27 |  | 93.36 |  | 29370
29371 | 240 mm² ditto.......................................................................................................................................................................... | [18 empty] | 1,240.66 |  |  | 27.59 |  |  | 33.36 |  | 101.50 |  | 29371
29372 | 300 mm² ditto.......................................................................................................................................................................... | [18 empty] | 1,467.73 |  |  | 30.12 |  |  | 35.45 |  | 109.17 |  | 29372
29373 | 400 mm² ditto.......................................................................................................................................................................... | [18 empty] | 1,835.55 |  |  | 31.02 |  |  | 37.53 |  | 114.40 |  | 29373
600/ 1000V XLPE/ SWA/ PVC cable to IEC 60502-1, laid in trenches (including suitable
cable bed) or ducting (ducting, excavation and back-filling measured separately) : -
Per linear metre
29374 | 4 mm² 2-core.......................................................................................................................................................................... | [18 empty] | 60.78 |  |  | 6.14 |  |  | 7.44 |  | 22.89 |  | 29374
29375 | 6 mm² ditto.............................................................................................................................................................................. | [18 empty] | 68.40 |  |  | 6.40 |  |  | 7.72 |  | 24.08 |  | 29375
29376 | 10 mm² ditto............................................................................................................................................................................ | [18 empty] | 104.95 |  |  | 6.75 |  |  | 8.09 |  | 24.93 |  | 29376
29377 | 16 mm² ditto............................................................................................................................................................................ | [18 empty] | 115.62 |  |  | 7.34 |  |  | 9.22 |  | 25.86 |  | 29377
29378 | 25 mm² ditto............................................................................................................................................................................ | [18 empty] | 191.05 |  |  | 7.48 |  |  | 9.37 |  | 26.72 |  | 29378
29379 | 35 mm² ditto............................................................................................................................................................................ | [18 empty] | 253.35 |  |  | 8.17 |  |  | 10.00 |  | 29.12 |  | 29379
29380 | 50 mm² ditto............................................................................................................................................................................ | [18 empty] | 338.15 |  |  | 9.35 |  |  | 11.24 |  | 30.65 |  | 29380
29381 | 70 mm² ditto............................................................................................................................................................................ | [18 empty] | 433.07 |  |  | 9.95 |  |  | 11.85 |  | 32.97 |  | 29381
29382 | 95 mm² ditto............................................................................................................................................................................ | [18 empty] | 541.27 |  |  | 10.55 |  |  | 13.00 |  | 35.35 |  | 29382
29383 | 4 mm² 4-core.......................................................................................................................................................................... | [18 empty] | 81.92 |  |  | 6.55 |  |  | 8.17 |  | 26.36 |  | 29383
29384 | 6 mm² ditto.............................................................................................................................................................................. | [18 empty] | 99.95 |  |  | 6.79 |  |  | 8.42 |  | 27.22 |  | 29384
29385 | 10 mm² ditto............................................................................................................................................................................ | [18 empty] | 123.24 |  |  | 7.08 |  |  | 8.76 |  | 28.05 |  | 29385
29386 | 16 mm² ditto............................................................................................................................................................................ | [18 empty] | 160.65 |  |  | 7.78 |  |  | 10.08 |  | 29.12 |  | 29386
29387 | 25 mm² ditto............................................................................................................................................................................ | [18 empty] | 203.74 |  |  | 7.78 |  |  | 10.25 |  | 30.05 |  | 29387
29388 | 35 mm² ditto............................................................................................................................................................................ | [18 empty] | 272.07 |  |  | 8.44 |  |  | 10.91 |  | 33.27 |  | 29388
29389 | 50 mm² ditto............................................................................................................................................................................ | [18 empty] | 365.26 |  |  | 9.62 |  |  | 12.13 |  | 35.54 |  | 29389
29390 | 70 mm² ditto............................................................................................................................................................................ | [18 empty] | 461.25 |  |  | 10.28 |  |  | 12.76 |  | 38.63 |  | 29390
29391 | 95 mm² ditto............................................................................................................................................................................ | [18 empty] | 573.60 |  |  | 10.87 |  |  | 13.98 |  | 41.88 |  | 29391
29392 | 120 mm² ditto.......................................................................................................................................................................... | [18 empty] | 723.35 |  |  | 11.50 |  |  | 15.10 |  | 46.73 |  | 29392
29393 | 150 mm² ditto.......................................................................................................................................................................... | [18 empty] | 993.10 |  |  | 13.23 |  |  | 16.81 |  | 51.04 |  | 29393
29/18
29 | ELECTRICAL INSTALLATION - MAIN DISTRIBUTION SYSTEMS | [18 empty] | 29
Item | Item
CABLES (COPPER) (CONT'D) | [9 empty] | Take | [14 empty] | Take
Supply | [22 empty] | down |  | down |  |  | Fix
and | [22 empty] | and |  | and set |  |  | only
600/ 1000V XLPE/ SWA/ PVC cable to IEC 60502-1, laid in trenches (including suitable | [17 empty] | fix |  |  |  |  | clear |  | aside for
cable bed) or ducting (ducting, excavation and back-filling measured separately) : - (Cont'd) | [17 empty] | away | [6 empty] | re-use
A | [22 empty] | B |  | C |  |  | D
Per linear metre |  |  |  |  | $ | [17 empty] | $ |  | $ |  |  | $
29394 | 185 mm² 4-core....................................................................................................................................................................... | [18 empty] | 1,017.11 |  |  | 14.08 |  |  | 17.60 |  | 55.56 |  | 29394
29395 | 240 mm² ditto.......................................................................................................................................................................... | [18 empty] | 1,351.99 |  |  | 14.93 |  |  | 18.85 |  | 59.24 |  | 29395
29396 | 300 mm² ditto.......................................................................................................................................................................... | [18 empty] | 1,565.23 |  |  | 15.81 |  |  | 20.12 |  | 63.66 |  | 29396
29397 | 400 mm² ditto.......................................................................................................................................................................... | [18 empty] | 1,934.04 |  |  | 17.23 |  |  | 20.91 |  | 66.97 |  | 29397
Multi-core twisted signal cable, AWG 24, unarmoured, c/w aluminum shield as : -
Per linear metre
29398 | 1-pair....................................................................................................................................................................................... | [18 empty] | 31.35 |  |  | 6.41 |  |  | 7.83 |  | 23.91 |  | 29398
29399 | 6-pair....................................................................................................................................................................................... | [18 empty] | 91.51 |  |  | 16.42 |  |  | 21.05 |  | 64.11 |  | 29399
29400 | 10-pair..................................................................................................................................................................................... | [18 empty] | 119.65 |  |  | 19.19 |  |  | 22.87 |  | 73.78 |  | 29400
Multi-core twisted signal cable, fire resistant, to IEC60331 as : -
Per linear metre
29401 | 1.5 mm² 2-core........................................................................................................................................................................ | [18 empty] | 28.55 |  |  | 6.41 |  |  | 7.83 |  | 23.91 |  | 29401
450/ 750V PVC insulated cable to IEC 60227, c/w brass buckle clips or brass
fasteners, or fixed to cable trays, or fixed in conduits/ trunkings (cable trays,
conduits and trunkings measured separately) : -
Per linear metre
29402 | 1.5 mm² 1-core........................................................................................................................................................................ | [18 empty] | 7.67 |  |  | 1.25 |  |  | 1.67 |  | 5.14 |  | 29402
29403 | 2.5 mm² ditto........................................................................................................................................................................... | [18 empty] | 8.76 |  |  | 1.25 |  |  | 1.67 |  | 5.14 |  | 29403
29404 | 4 mm² ditto.............................................................................................................................................................................. | [18 empty] | 10.90 |  |  | 1.25 |  |  | 1.67 |  | 5.14 |  | 29404
29405 | 6 mm² ditto.............................................................................................................................................................................. | [18 empty] | 13.31 |  |  | 1.25 |  |  | 1.67 |  | 5.14 |  | 29405
29406 | 10 mm² ditto............................................................................................................................................................................ | [18 empty] | 23.40 |  |  | 1.25 |  |  | 1.67 |  | 5.14 |  | 29406
29407 | 16 mm² ditto............................................................................................................................................................................ | [18 empty] | 29.79 |  |  | 1.67 |  |  | 2.09 |  | 6.39 |  | 29407
29408 | 25 mm² ditto............................................................................................................................................................................ | [18 empty] | 42.37 |  |  | 1.67 |  |  | 2.09 |  | 6.39 |  | 29408
29409 | 35 mm² ditto............................................................................................................................................................................ | [18 empty] | 61.56 |  |  | 2.04 |  |  | 2.49 |  | 7.34 |  | 29409
29410 | 50 mm² ditto............................................................................................................................................................................ | [18 empty] | 79.57 |  |  | 2.04 |  |  | 2.49 |  | 7.34 |  | 29410
29411 | 70 mm² ditto............................................................................................................................................................................ | [18 empty] | 109.01 |  |  | 3.53 |  |  | 4.22 |  | 11.51 |  | 29411
29412 | 95 mm² ditto............................................................................................................................................................................ | [18 empty] | 152.00 |  |  | 4.35 |  |  | 4.99 |  | 15.68 |  | 29412
29413 | 120 mm² ditto.......................................................................................................................................................................... | [18 empty] | 207.51 |  |  | 5.27 |  |  | 7.24 |  | 18.86 |  | 29413
29/19
29 | ELECTRICAL INSTALLATION - MAIN DISTRIBUTION SYSTEMS | [18 empty] | 29
Item | Item
CABLES (COPPER) (CONT'D) | [9 empty] | Take | [14 empty] | Take
Supply | [22 empty] | down |  | down |  |  | Fix
and | [22 empty] | and |  | and set |  |  | only
Cast iron cable end boxes, double loop in type. Suitable for cables with maximum | [16 empty] | fix | [5 empty] | clear |  | aside for
cross sectional area of conductor up to : - | [9 empty] | away | [14 empty] | re-use
A | [22 empty] | B |  | C |  |  | D
Each |  |  | $ | [19 empty] | $ |  | $ |  |  | $
29414 | 2 x 16 mm² (conduit outlet)................................................................................................................................................... | [18 empty] | 800.77 |  |  | 103.27 |  |  | 128.85 |  | 389.29 |  | 29414
29415 | 2 x 16 mm² (PVC tails outlet)................................................................................................................................................ | [18 empty] | 872.96 |  |  | 119.21 |  |  | 149.01 |  | 451.82 |  | 29415
29416 | 16 mm² x 2-core (conduit outlet)............................................................................................................................................ | [18 empty] | 853.35 |  |  | 108.08 |  |  | 134.88 |  | 408.23 |  | 29416
29417 | 16 mm² x 2-core (PVC tails outlet)......................................................................................................................................... | [18 empty] | 910.61 |  |  | 122.74 |  |  | 153.70 |  | 465.12 |  | 29417
29418 | 1 x 16 mm² x 3-core (conduit outlet)...................................................................................................................................... | [18 empty] | 908.85 |  |  | 110.33 |  |  | 137.95 |  | 418.30 |  | 29418
29419 | 1 x 16 mm² x 3-core (PVC tails outlet).................................................................................................................................. | [18 empty] | 967.53 |  |  | 126.97 |  |  | 158.51 |  | 479.03 |  | 29419
Cast iron cable end boxes, flat type, wall mounting : -
Each
29420 | 16 mm² x 4-core...................................................................................................................................................................... | [18 empty] | 869.07 |  |  | 106.24 |  |  | 133.18 |  | 401.35 |  | 29420
29421 | 25 mm² x 4-core...................................................................................................................................................................... | [18 empty] | 923.92 |  |  | 112.64 |  |  | 141.20 |  | 426.37 |  | 29421
29422 | 35 - 50 mm² x 3-core............................................................................................................................................................... | [18 empty] | 1,058.69 |  |  | 120.40 |  |  | 150.64 |  | 454.79 |  | 29422
29423 | 35 - 50 mm² x 4-core............................................................................................................................................................... | [18 empty] | 1,221.54 |  |  | 131.76 |  |  | 164.67 |  | 498.96 |  | 29423
29424 | 70 mm² x 4-core...................................................................................................................................................................... | [18 empty] | 1,397.27 |  |  | 150.19 |  |  | 187.85 |  | 568.14 |  | 29424
29425 | 95 mm² x 4-core...................................................................................................................................................................... | [18 empty] | 1,516.06 |  |  | 158.92 |  |  | 198.67 |  | 602.03 |  | 29425
29426 | 120 - 150 mm² x 4-core........................................................................................................................................................... | [18 empty] | 1,724.20 |  |  | 162.42 |  |  | 203.33 |  | 615.98 |  | 29426
29427 | 185 mm² x 4-core.................................................................................................................................................................... | [18 empty] | 2,064.82 |  |  | 169.92 |  |  | 212.60 |  | 643.13 |  | 29427
29428 | 240 mm² x 4-core.................................................................................................................................................................... | [18 empty] | 2,429.78 |  |  | 189.16 |  |  | 236.66 |  | 715.79 |  | 29428
29429 | 300 mm² x 4-core.................................................................................................................................................................... | [18 empty] | 2,718.64 |  |  | 208.23 |  |  | 260.56 |  | 787.38 |  | 29429
29/20
29 | ELECTRICAL INSTALLATION - MAIN DISTRIBUTION SYSTEMS | [18 empty] | 29
Item | Item
SERVICE CABLE BOXES
Take | [24 empty] | Take
Supply | [22 empty] | down |  | down |  |  | Fix
Service cable boxes, cast iron, for PVC insulated, sheathed and armoured cables, as | [17 empty] | and |  |  |  |  | and |  | and set |  |  | only
comprising armoured bonds, claw connectors and filling with cold compound, fixed | [17 empty] | fix |  |  |  |  | clear |  | aside for
complete. Suitable for cables with maximum cross sectional area of conductor up to : - | [17 empty] | away | [6 empty] | re-use
A | [22 empty] | B |  | C |  |  | D
Each |  |  | $ | [19 empty] | $ |  | $ |  |  | $
29430 | 16 - 25 mm² 2-core.................................................................................................................................................................. | [18 empty] | 991.22 |  |  | 128.82 |  |  | - |  | 488.11 |  | 29430
29431 | 35 - 50 mm² 2-core and 16 mm² 4-core.................................................................................................................................. | [18 empty] | 1,071.65 |  |  | 138.00 |  |  | - |  | 523.64 |  | 29431
29432 | 70 - 95 mm² 2-core and 25 - 50 mm² 4-core........................................................................................................................... | [18 empty] | 1,396.72 |  |  | 152.55 |  |  | - |  | 565.30 |  | 29432
29433 | 120 - 185 mm² 2-core and 70 - 120 mm² 4-core.................................................................................................................... | [18 empty] | 1,732.63 |  |  | 169.81 |  |  | - |  | 633.10 |  | 29433
29434 | 240 - 300 mm² 2-core and 150 - 185 mm² 4-core.................................................................................................................. | [18 empty] | 2,477.24 |  |  | 192.34 |  |  | - |  | 727.33 |  | 29434
29435 | 400 mm² 2-core and 240 - 300 mm² 4-core............................................................................................................................ | [18 empty] | 2,873.29 |  |  | 220.31 |  |  | - |  | 815.51 |  | 29435
Straight through boxes, cast iron for PVC insulated, sheathed and armoured cables
as comprising armoured bonds, jointing sleeves and filling with cold compounds,
fixed complete. Suitable for cables with maximum cross sectional area of conductors
up to : -
Each
29436 | 16 - 25 mm² 2-core.................................................................................................................................................................. | [18 empty] | 920.23 |  |  | 128.80 |  |  | - |  | 492.03 |  | 29436
29437 | 35 - 50 mm² 2-core and 16 mm² 4-core.................................................................................................................................. | [18 empty] | 1,106.06 |  |  | 140.57 |  |  | - |  | 536.55 |  | 29437
29438 | 70 - 95 mm² 2-core and 25 - 50 mm² 4-core........................................................................................................................... | [18 empty] | 1,282.99 |  |  | 155.05 |  |  | - |  | 592.08 |  | 29438
29439 | 120 - 185 mm² 2-core and 70 - 120 mm² 4-core.................................................................................................................... | [18 empty] | 1,714.72 |  |  | 170.11 |  |  | - |  | 649.79 |  | 29439
29440 | 240 - 300 mm² 2-core and 150 - 185 mm² 4-core.................................................................................................................. | [18 empty] | 2,455.13 |  |  | 189.38 |  |  | - |  | 723.87 |  | 29440
29441 | 400 mm² 2-core and 240 - 300 mm² 4-core............................................................................................................................ | [18 empty] | 3,193.48 |  |  | 218.25 |  |  | - |  | 833.75 |  | 29441
29/21
29 | ELECTRICAL INSTALLATION - MAIN DISTRIBUTION SYSTEMS | [18 empty] | 29
Item | Item
SERVICE CABLE BOXES (CONT'D)
Take | [24 empty] | Take
Supply | [22 empty] | down |  | down |  |  | Fix
Plastic straight through cable joint comprising armoured bonds, jointing sleeves and | [17 empty] | and |  |  |  |  | and |  | and set |  |  | only
filling with cold compounds, fixed complete. Suitable for cables with maximum | [16 empty] | fix | [5 empty] | clear |  | aside for
cross sectional area of conductor up to : - | [9 empty] | away | [14 empty] | re-use
A | [22 empty] | B |  | C |  |  | D
Each |  |  | $ | [19 empty] | $ |  | $ |  |  | $
29442 | 1.5 - 4 mm² 2-core................................................................................................................................................................... | [18 empty] | 562.04 |  |  | 93.31 |  |  | - |  | 344.71 |  | 29442
29443 | 6 - 10 mm² 2-core.................................................................................................................................................................... | [18 empty] | 607.44 |  |  | 104.55 |  |  | - |  | 391.13 |  | 29443
29444 | 16 - 25 mm² 2-core.................................................................................................................................................................. | [18 empty] | 671.69 |  |  | 115.26 |  |  | - |  | 433.90 |  | 29444
29445 | 35 - 50 mm² 2-core and 16 mm² 4-core.................................................................................................................................. | [18 empty] | 855.51 |  |  | 126.56 |  |  | - |  | 476.25 |  | 29445
29446 | 70 - 95 mm² 2-core and 25 - 50 mm² 4-core........................................................................................................................... | [18 empty] | 1,047.49 |  |  | 141.18 |  |  | - |  | 531.56 |  | 29446
29447 | 120 - 185 mm² 2-core and 70 - 120 mm² 4-core.................................................................................................................... | [18 empty] | 2,095.05 |  |  | 153.33 |  |  | - |  | 576.70 |  | 29447
29448 | Link box for 240mm² 1 core MICS cable............................................................................................................................... | [18 empty] | 1,795.23 |  |  | 20.64 |  |  | 25.76 |  | 78.23 |  | 29448
Plastic tee cable joint comprising armoured bonds, jointing sleeves and
filling with cold compounds, fixed complete. Suitable for cables with maximum
cross sectional area of conductor up to : -
Each
29449 | 1.5 - 6 mm² 2-core................................................................................................................................................................... | [18 empty] | 908.96 |  |  | 91.42 |  |  | - |  | 337.75 |  | 29449
29/22
29 | ELECTRICAL INSTALLATION - MAIN DISTRIBUTION SYSTEMS | [18 empty] | 29
Item | Item
CABLE FIXING |  |  |  |  | Take | [19 empty] | Take
Supply | [22 empty] | down |  | down |  |  | Fix
and | [22 empty] | and |  | and set |  |  | only
Terminating glands for PVC insulated steel wire armoured and PVC sheathed overall | [17 empty] | fix |  |  |  |  | clear |  | aside for
c/w PVC shroud suitable for cable of overall diameter with maximum outer sheath of : - | [17 empty] | away | [6 empty] | re-use
A | [22 empty] | B |  | C |  |  | D
Each |  |  | $ | [19 empty] | $ |  | $ |  |  | $
29450 | 500 mm² 1-core....................................................................................................................................................................... | [18 empty] | 160.48 |  |  | 29.99 |  |  | 37.33 |  | 115.18 |  | 29450
29451 | 630 mm² ditto.......................................................................................................................................................................... | [18 empty] | 160.48 |  |  | 29.99 |  |  | 37.33 |  | 115.18 |  | 29451
29452 | 800 mm² ditto.......................................................................................................................................................................... | [18 empty] | 216.81 |  |  | 36.72 |  |  | 45.86 |  | 135.05 |  | 29452
29453 | 1000 mm² ditto........................................................................................................................................................................ | [18 empty] | 241.80 |  |  | 42.58 |  |  | 54.30 |  | 158.51 |  | 29453
29454 | 1.5 - 4 mm² 2-core................................................................................................................................................................... | [18 empty] | 78.08 |  |  | 18.21 |  |  | 22.75 |  | 66.65 |  | 29454
29455 | 1.5 - 2.5 mm² 4-core, 6 - 10 mm² 2-core................................................................................................................................. | [18 empty] | 91.43 |  |  | 21.79 |  |  | 26.90 |  | 77.95 |  | 29455
29456 | 4 - 6 mm² 4-core, 16 - 35 mm² 2-core..................................................................................................................................... | [18 empty] | 104.30 |  |  | 23.43 |  |  | 30.01 |  | 86.08 |  | 29456
29457 | 10 - 35 mm² 4-core, 50 - 95 mm² 2-core................................................................................................................................. | [18 empty] | 124.04 |  |  | 27.21 |  |  | 33.96 |  | 100.51 |  | 29457
29458 | 50 - 95 mm² 4-core................................................................................................................................................................. | [18 empty] | 146.76 |  |  | 28.57 |  |  | 37.00 |  | 108.20 |  | 29458
29459 | 120 - 150 mm² ditto................................................................................................................................................................. | [18 empty] | 157.85 |  |  | 29.73 |  |  | 38.30 |  | 112.17 |  | 29459
29460 | 185 mm² ditto.......................................................................................................................................................................... | [18 empty] | 218.32 |  |  | 35.85 |  |  | 44.49 |  | 133.65 |  | 29460
29461 | 240 mm² ditto.......................................................................................................................................................................... | [18 empty] | 242.21 |  |  | 43.02 |  |  | 53.29 |  | 156.71 |  | 29461
29462 | 300 mm² ditto.......................................................................................................................................................................... | [18 empty] | 316.41 |  |  | 51.26 |  |  | 64.25 |  | 194.50 |  | 29462
29463 | 400 mm² ditto.......................................................................................................................................................................... | [18 empty] | 404.05 |  |  | 59.54 |  |  | 73.34 |  | 218.70 |  | 29463
PVC shroud only for PVC / SWA / PVCS cable of size : -
Each
29464 | 1.5 - 4 mm² 2-core................................................................................................................................................................... | [18 empty] | 8.68 |  |  | - |  |  | - |  | - |  | 29464
29465 | 1.5 - 2.5 mm² 4-core, 6 - 10 mm² 2-core................................................................................................................................. | [18 empty] | 13.05 |  |  | - |  |  | - |  | - |  | 29465
29466 | 4 - 6 mm² 4-core, 16 - 35 mm² 2-core..................................................................................................................................... | [18 empty] | 13.28 |  |  | - |  |  | - |  | - |  | 29466
29467 | 10 - 35 mm² 4-core, 50 - 95 mm² 2-core................................................................................................................................. | [18 empty] | 23.72 |  |  | - |  |  | - |  | - |  | 29467
29468 | 50 - 95 mm² 4-core.................................................................................................................................................................. | [18 empty] | 24.83 |  |  | - |  |  | - |  | - |  | 29468
29469 | 120 - 150 mm² ditto................................................................................................................................................................. | [18 empty] | 31.17 |  |  | - |  |  | - |  | - |  | 29469
29470 | 185 mm² ditto.......................................................................................................................................................................... | [18 empty] | 36.07 |  |  | - |  |  | - |  | - |  | 29470
29471 | 240 mm² ditto.......................................................................................................................................................................... | [18 empty] | 42.25 |  |  | - |  |  | - |  | - |  | 29471
29472 | 300 mm² ditto.......................................................................................................................................................................... | [18 empty] | 52.68 |  |  | - |  |  | - |  | - |  | 29472
29473 | 400 mm² ditto.......................................................................................................................................................................... | [18 empty] | 57.83 |  |  | - |  |  | - |  | - |  | 29473
29/23
29 | ELECTRICAL INSTALLATION - MAIN DISTRIBUTION SYSTEMS | [18 empty] | 29
Item | Item
CABLE FIXING (CONT'D) | [9 empty] | Take | [14 empty] | Take
Supply | [22 empty] | down |  | down |  |  | Fix
and | [22 empty] | and |  | and set |  |  | only
Saddle clips or bridge, heavy gauge tinned brass, fixed to wood battens with round | [17 empty] | fix |  |  |  |  | clear |  | aside for
head brass screws (battens measured separately) : - | [12 empty] | away | [11 empty] | re-use
A | [22 empty] | B |  | C |  |  | D
Each |  |  | $ | [19 empty] | $ |  | $ |  |  | $
29474 | 20 x 40 mm.............................................................................................................................................................................. | [18 empty] | 6.89 |  |  | 1.13 |  |  | 1.32 |  | 3.68 |  | 29474
29475 | 20 x 50 mm.............................................................................................................................................................................. | [18 empty] | 7.29 |  |  | 1.13 |  |  | 1.32 |  | 3.68 |  | 29475
29476 | 20 x 60 mm.............................................................................................................................................................................. | [18 empty] | 7.82 |  |  | 1.13 |  |  | 1.32 |  | 3.68 |  | 29476
29477 | 20 x 70 mm.............................................................................................................................................................................. | [18 empty] | 9.86 |  |  | 1.25 |  |  | 1.63 |  | 5.00 |  | 29477
29478 | 20 x 80 mm.............................................................................................................................................................................. | [18 empty] | 10.59 |  |  | 1.25 |  |  | 1.63 |  | 5.00 |  | 29478
29479 | 20 x 100 mm............................................................................................................................................................................ | [18 empty] | 11.42 |  |  | 1.25 |  |  | 1.63 |  | 5.00 |  | 29479
29480 | 20 x 120 mm............................................................................................................................................................................ | [18 empty] | 11.76 |  |  | 1.25 |  |  | 1.63 |  | 5.00 |  | 29480
Complete termination for MICS cables : -
Including : -
(a) |  |  | a complete seal, (brass pot, disc, compound and required number of 150 mm PVC
insulating sleeves for the conductor) and
(b) |  |  | a complete gland (gland body, gland nut and compression ring).
Each
29481 | 6 mm² 1-core........................................................................................................................................................................... | [18 empty] | 55.57 |  |  | 11.62 |  |  | 14.82 |  | 45.14 |  | 29481
29482 | 10 mm² ditto............................................................................................................................................................................ | [18 empty] | 64.92 |  |  | 12.27 |  |  | 15.58 |  | 47.25 |  | 29482
29483 | 16 mm² ditto............................................................................................................................................................................ | [18 empty] | 78.10 |  |  | 13.62 |  |  | 16.84 |  | 50.57 |  | 29483
29484 | 25 mm² ditto............................................................................................................................................................................ | [18 empty] | 83.12 |  |  | 14.35 |  |  | 17.66 |  | 55.22 |  | 29484
29485 | 35 - 50 mm² ditto..................................................................................................................................................................... | [18 empty] | 94.67 |  |  | 15.60 |  |  | 19.85 |  | 60.61 |  | 29485
29486 | 70 mm² ditto............................................................................................................................................................................ | [18 empty] | 103.23 |  |  | 18.12 |  |  | 22.07 |  | 67.88 |  | 29486
29487 | 95 mm² ditto............................................................................................................................................................................ | [18 empty] | 108.81 |  |  | 18.85 |  |  | 24.02 |  | 72.05 |  | 29487
29488 | 120 mm² ditto.......................................................................................................................................................................... | [18 empty] | 114.10 |  |  | 20.05 |  |  | 24.78 |  | 76.98 |  | 29488
29489 | 150 mm² ditto.......................................................................................................................................................................... | [18 empty] | 127.87 |  |  | 21.33 |  |  | 25.84 |  | 81.81 |  | 29489
29490 | 185 mm² ditto.......................................................................................................................................................................... | [18 empty] | 144.27 |  |  | 22.00 |  |  | 27.54 |  | 87.04 |  | 29490
29491 | 240 mm² ditto.......................................................................................................................................................................... | [18 empty] | 169.63 |  |  | 22.66 |  |  | 27.81 |  | 89.83 |  | 29491
29/24
29 | ELECTRICAL INSTALLATION - MAIN DISTRIBUTION SYSTEMS | [18 empty] | 29
Item | Item
CABLE FIXING (CONT'D)
Complete termination for MICS cables : - (Cont'd) | [12 empty] | Take | [11 empty] | Take
Supply | [22 empty] | down |  | down |  |  | Fix
Including : - |  |  |  | and | [18 empty] | and |  | and set |  |  | only
fix | [22 empty] | clear |  | aside for
(a) |  |  | a complete seal, (brass pot, disc, compound and required number of 150 mm PVC | [14 empty] | away | [6 empty] | re-use
insulating sleeves for the conductor) and
(b |  |  | a complete gland (gland body, gland nut and compression ring).
A | [22 empty] | B |  | C |  |  | D
Each |  |  | $ | [19 empty] | $ |  | $ |  |  | $
29492 | 1 mm² 2-core........................................................................................................................................................................... | [18 empty] | 88.13 |  |  | 14.71 |  |  | 17.93 |  | 54.60 |  | 29492
29493 | 1.5 mm² ditto........................................................................................................................................................................... | [18 empty] | 91.81 |  |  | 15.36 |  |  | 19.52 |  | 58.30 |  | 29493
29494 | 2.5 mm² ditto........................................................................................................................................................................... | [18 empty] | 99.20 |  |  | 16.64 |  |  | 20.32 |  | 63.83 |  | 29494
29495 | 4 mm² ditto.............................................................................................................................................................................. | [18 empty] | 104.26 |  |  | 18.08 |  |  | 22.36 |  | 68.12 |  | 29495
29496 | 6 mm² ditto.............................................................................................................................................................................. | [18 empty] | 108.89 |  |  | 18.86 |  |  | 24.05 |  | 72.05 |  | 29496
29497 | 10 mm² ditto............................................................................................................................................................................ | [18 empty] | 110.04 |  |  | 18.86 |  |  | 24.05 |  | 73.37 |  | 29497
29498 | 16 mm² ditto............................................................................................................................................................................ | [18 empty] | 118.49 |  |  | 19.50 |  |  | 24.80 |  | 78.19 |  | 29498
29499 | 25 mm² ditto............................................................................................................................................................................ | [18 empty] | 124.18 |  |  | 21.57 |  |  | 26.40 |  | 82.68 |  | 29499
29500 | 1.5 mm² 4-core........................................................................................................................................................................ | [18 empty] | 106.31 |  |  | 17.93 |  |  | 21.92 |  | 65.98 |  | 29500
29501 | 2.5 mm² ditto........................................................................................................................................................................... | [18 empty] | 112.62 |  |  | 18.86 |  |  | 23.64 |  | 71.56 |  | 29501
29502 | 4 mm² ditto.............................................................................................................................................................................. | [18 empty] | 116.48 |  |  | 19.11 |  |  | 24.00 |  | 73.76 |  | 29502
29503 | 6 mm² ditto.............................................................................................................................................................................. | [18 empty] | 119.83 |  |  | 20.27 |  |  | 25.09 |  | 76.24 |  | 29503
29504 | 10 mm² ditto............................................................................................................................................................................ | [18 empty] | 123.95 |  |  | 20.27 |  |  | 25.09 |  | 78.82 |  | 29504
29505 | 16 mm² ditto............................................................................................................................................................................ | [18 empty] | 129.72 |  |  | 21.57 |  |  | 26.12 |  | 83.34 |  | 29505
29506 | 25 mm² ditto............................................................................................................................................................................ | [18 empty] | 158.32 |  |  | 22.22 |  |  | 27.90 |  | 88.93 |  | 29506
Cables cleats, 2-bolt cleat for cable with overall diameter of the following : -
Each
29507 | 50 mm - 75 mm....................................................................................................................................................................... | [18 empty] | 28.84 |  |  | 4.93 |  |  | 6.33 |  | 17.66 |  | 29507
29508 | 75 mm - 100 mm..................................................................................................................................................................... | [18 empty] | 43.65 |  |  | 6.21 |  |  | 7.66 |  | 23.56 |  | 29508
Cable tiles approved type (sample to be produced) : -
Each
29509 | 450 x 100 x 25 mm................................................................................................................................................................. | [18 empty] | 16.32 |  |  | 1.26 |  |  | 1.71 |  | 5.09 |  | 29509
29510 | 600 x 175 x 50 mm................................................................................................................................................................. | [18 empty] | 25.35 |  |  | 1.71 |  |  | 2.53 |  | 7.64 |  | 29510
29/25
29 | ELECTRICAL INSTALLATION - MAIN DISTRIBUTION SYSTEMS | [18 empty] | 29
Item | Item
CABLE FIXING (CONT'D) | [9 empty] | Take | [14 empty] | Take
Supply | [22 empty] | down |  | down |  |  | Fix
and | [22 empty] | and |  | and set |  |  | only
Cable sockets, forged copper, tinned, for the following size single core cables : - | [16 empty] | fix | [5 empty] | clear |  | aside for
away | [24 empty] | re-use
A | [22 empty] | B |  | C |  |  | D
Each |  |  | $ | [19 empty] | $ |  | $ |  |  | $
29511 | 2.5 mm².................................................................................................................................................................................... | [18 empty] | 7.50 |  |  | - |  |  | - |  | 7.05 |  | 29511
29512 | 4 mm²....................................................................................................................................................................................... | [18 empty] | 10.77 |  |  | - |  |  | - |  | 10.06 |  | 29512
29513 | 6 mm² ...................................................................................................................................................................................... | [18 empty] | 10.95 |  |  | - |  |  | - |  | 10.17 |  | 29513
29514 | 10 mm²..................................................................................................................................................................................... | [18 empty] | 12.15 |  |  | - |  |  | - |  | 11.46 |  | 29514
29515 | 16 mm²..................................................................................................................................................................................... | [18 empty] | 13.49 |  |  | - |  |  | - |  | 12.46 |  | 29515
29516 | 25 mm²..................................................................................................................................................................................... | [18 empty] | 14.04 |  |  | - |  |  | - |  | 12.53 |  | 29516
29517 | 35 mm²..................................................................................................................................................................................... | [18 empty] | 18.19 |  |  | - |  |  | - |  | 16.36 |  | 29517
29518 | 50 mm²..................................................................................................................................................................................... | [18 empty] | 21.33 |  |  | - |  |  | - |  | 18.39 |  | 29518
29519 | 70 mm²..................................................................................................................................................................................... | [18 empty] | 27.28 |  |  | - |  |  | - |  | 22.17 |  | 29519
29520 | 95 mm²..................................................................................................................................................................................... | [18 empty] | 34.37 |  |  | - |  |  | - |  | 27.71 |  | 29520
29521 | 120 mm².................................................................................................................................................................................. | [18 empty] | 42.09 |  |  | - |  |  | - |  | 32.49 |  | 29521
29522 | 150 mm².................................................................................................................................................................................. | [18 empty] | 49.13 |  |  | - |  |  | - |  | 36.41 |  | 29522
29523 | 185 mm².................................................................................................................................................................................. | [18 empty] | 58.66 |  |  | - |  |  | - |  | 41.83 |  | 29523
29524 | 240 mm².................................................................................................................................................................................. | [18 empty] | 70.88 |  |  | - |  |  | - |  | 46.70 |  | 29524
29525 | 300 mm².................................................................................................................................................................................. | [18 empty] | 86.41 |  |  | - |  |  | - |  | 52.59 |  | 29525
29526 | 400 mm².................................................................................................................................................................................. | [18 empty] | 110.33 |  |  | - |  |  | - |  | 61.05 |  | 29526
29527 | 500 mm².................................................................................................................................................................................. | [18 empty] | 134.70 |  |  | - |  |  | - |  | 67.53 |  | 29527
29528 | 630 mm².................................................................................................................................................................................. | [18 empty] | 181.38 |  |  | - |  |  | - |  | 74.91 |  | 29528
29529 | 800 mm².................................................................................................................................................................................. | [18 empty] | 280.93 |  |  | - |  |  | - |  | 85.05 |  | 29529
29530 | 1000 mm²................................................................................................................................................................................ | [18 empty] | 360.28 |  |  | - |  |  | - |  | 98.85 |  | 29530
Cable marker : -
Each
29531 | Concrete cable marker 230 x 180 x 100 mm.......................................................................................................................... | [18 empty] | 56.46 |  |  | 2.78 |  |  | 3.38 |  | 9.54 |  | 29531
29532 | Cable tape off unit with insulating shroud............................................................................................................................. | [18 empty] | 83.92 |  |  | 8.09 |  |  | 10.16 |  | 30.98 |  | 29532
Jointing compound : -
Per kg
29533 | Jointing compound, cold pouring (Supply only).................................................................................................................... | [18 empty] | 131.21 |  |  | - |  |  | - |  | - |  | 29533
29/26
29 | ELECTRICAL INSTALLATION - MAIN DISTRIBUTION SYSTEMS | [18 empty] | 29
Item | Item
BUSBAR TRUNKING AND BUS DUCT
Take | [24 empty] | Take
Supply | [22 empty] | down |  | down |  |  | Fix
Busbar trunking, IP54, all-insulated, TPN, c/w ends, elbows and tee units, etc., | [16 empty] | and | [5 empty] | and |  | and set |  |  | only
copper busbar, trunking, supports, hangers, fixing accessories, labels and warning | [16 empty] | fix | [5 empty] | clear |  | aside for
notice of the rated current : - | [9 empty] | away | [14 empty] | re-use
A | [22 empty] | B |  | C |  |  | D
Per linear metre |  |  |  |  | $ | [17 empty] | $ |  | $ |  |  | $
29534 | 600A........................................................................................................................................................................................ | [18 empty] | 5,364.35 |  |  | 98.37 |  |  | 146.99 |  | 513.91 |  | 29534
29535 | 800A........................................................................................................................................................................................ | [18 empty] | 5,659.52 |  |  | 171.52 |  |  | 219.57 |  | 770.74 |  | 29535
29536 | 1000A...................................................................................................................................................................................... | [18 empty] | 6,512.72 |  |  | 198.96 |  |  | 254.78 |  | 897.88 |  | 29536
29537 | 1200A...................................................................................................................................................................................... | [18 empty] | 8,107.01 |  |  | 227.18 |  |  | 291.43 |  | 1,027.73 |  | 29537
29538 | 1350A...................................................................................................................................................................................... | [18 empty] | 8,906.54 |  |  | 245.75 |  |  | 314.50 |  | 1,098.16 |  | 29538
29539 | 1600A...................................................................................................................................................................................... | [18 empty] | 10,288.42 |  |  | 272.53 |  |  | 348.12 |  | 1,214.12 |  | 29539
29540 | 2000A...................................................................................................................................................................................... | [18 empty] | 12,081.49 |  |  | 299.29 |  |  | 382.48 |  | 1,337.80 |  | 29540
29541 | 2500A...................................................................................................................................................................................... | [18 empty] | 16,525.53 |  |  | 328.90 |  |  | 421.45 |  | 1,460.42 |  | 29541
Busbar trunking, IP65, all-insulated, TPN, c/w ends, elbows and tee units, etc.,
copper busbar, trunking, supports, hangers, fixing accessories, labels and warning
notice of the rated current : -
Per linear metre
29542 | 600A........................................................................................................................................................................................ | [18 empty] | 5,536.46 |  |  | 97.99 |  |  | 146.43 |  | 511.93 |  | 29542
29543 | 800A........................................................................................................................................................................................ | [18 empty] | 5,833.34 |  |  | 170.85 |  |  | 218.71 |  | 767.79 |  | 29543
29544 | 1000A...................................................................................................................................................................................... | [18 empty] | 6,708.24 |  |  | 198.21 |  |  | 253.81 |  | 894.46 |  | 29544
29545 | 1200A...................................................................................................................................................................................... | [18 empty] | 8,300.90 |  |  | 226.30 |  |  | 290.34 |  | 1,023.80 |  | 29545
29546 | 1350A...................................................................................................................................................................................... | [18 empty] | 9,169.41 |  |  | 244.79 |  |  | 313.32 |  | 1,093.98 |  | 29546
29547 | 1600A...................................................................................................................................................................................... | [18 empty] | 10,642.84 |  |  | 271.47 |  |  | 346.80 |  | 1,209.48 |  | 29547
29548 | 2000A...................................................................................................................................................................................... | [18 empty] | 12,386.90 |  |  | 298.14 |  |  | 381.05 |  | 1,332.70 |  | 29548
29549 | 2500A...................................................................................................................................................................................... | [18 empty] | 16,942.98 |  |  | 327.65 |  |  | 419.83 |  | 1,454.92 |  | 29549
29/27
29 | ELECTRICAL INSTALLATION - MAIN DISTRIBUTION SYSTEMS | [18 empty] | 29
Item | Item
BUSBAR TRUNKING AND BUS DUCT (CONT'D)
Take | [24 empty] | Take
Supply | [22 empty] | down |  | down |  |  | Fix
Busbar trunking, IP66, all-insulated, TPN, c/w ends, elbows and tee units, etc., | [16 empty] | and | [5 empty] | and |  | and set |  |  | only
copper busbar, trunking, supports, hangers, fixing accessories, labels and warning | [16 empty] | fix | [5 empty] | clear |  | aside for
notice of the rated current : - | [9 empty] | away | [14 empty] | re-use
A | [22 empty] | B |  | C |  |  | D
Per linear metre |  |  |  |  | $ | [17 empty] | $ |  | $ |  |  | $
29550 | 600A........................................................................................................................................................................................ | [18 empty] | 5,803.06 |  |  | 97.99 |  |  | 146.43 |  | 511.93 |  | 29550
29551 | 800A........................................................................................................................................................................................ | [18 empty] | 6,113.18 |  |  | 170.85 |  |  | 218.71 |  | 767.79 |  | 29551
29552 | 1000A...................................................................................................................................................................................... | [18 empty] | 6,951.76 |  |  | 198.21 |  |  | 253.81 |  | 894.46 |  | 29552
29553 | 1200A...................................................................................................................................................................................... | [18 empty] | 8,540.89 |  |  | 226.30 |  |  | 290.34 |  | 1,023.80 |  | 29553
29554 | 1350A...................................................................................................................................................................................... | [18 empty] | 9,377.36 |  |  | 244.84 |  |  | 313.32 |  | 1,093.98 |  | 29554
29555 | 1600A...................................................................................................................................................................................... | [18 empty] | 10,752.41 |  |  | 271.47 |  |  | 346.80 |  | 1,209.48 |  | 29555
29556 | 2000A...................................................................................................................................................................................... | [18 empty] | 12,443.97 |  |  | 298.14 |  |  | 381.05 |  | 1,332.70 |  | 29556
29557 | 2500A...................................................................................................................................................................................... | [18 empty] | 17,682.68 |  |  | 327.65 |  |  | 419.83 |  | 1,454.92 |  | 29557
Cable tap box, TPN metal clad with copper busbars for all-insulated totally enclosed
plug-in type or feeder type busduct of the rated current : -
Each
29558 | 600A........................................................................................................................................................................................ | [18 empty] | 12,216.36 |  |  | 110.19 |  |  | 165.18 |  | 581.37 |  | 29558
29559 | 800A........................................................................................................................................................................................ | [18 empty] | 13,468.79 |  |  | 132.09 |  |  | 198.40 |  | 696.91 |  | 29559
29560 | 1000A...................................................................................................................................................................................... | [18 empty] | 14,620.82 |  |  | 153.47 |  |  | 230.32 |  | 815.63 |  | 29560
29561 | 1200A...................................................................................................................................................................................... | [18 empty] | 15,138.17 |  |  | 175.26 |  |  | 261.82 |  | 933.83 |  | 29561
29562 | 1350A...................................................................................................................................................................................... | [18 empty] | 17,720.10 |  |  | 194.72 |  |  | 292.00 |  | 1,039.71 |  | 29562
29563 | 1600A...................................................................................................................................................................................... | [18 empty] | 18,925.37 |  |  | 214.19 |  |  | 321.09 |  | 1,143.34 |  | 29563
29564 | 2000A...................................................................................................................................................................................... | [18 empty] | 20,859.40 |  |  | 235.86 |  |  | 354.30 |  | 1,267.94 |  | 29564
29565 | 2500A...................................................................................................................................................................................... | [18 empty] | 30,476.74 |  |  | 266.61 |  |  | 398.53 |  | 1,438.54 |  | 29565
29/28
29 | ELECTRICAL INSTALLATION - MAIN DISTRIBUTION SYSTEMS | [18 empty] | 29
Item | Item
BUSBAR TRUNKING AND BUS DUCT (CONT'D)
Take | [24 empty] | Take
Supply | [22 empty] | down |  | down |  |  | Fix
90º elbow, edgewise or flatwise, IP54, with copper busbar, trunking, weatherproof | [17 empty] | and |  |  |  |  | and |  | and set |  |  | only
type for all-insulated totally enclosed TPN copper busduct of the rated current (linear | [17 empty] | fix |  |  |  |  | clear |  | aside for
length excluded and measured separately) : - | [11 empty] | away | [12 empty] | re-use
A | [22 empty] | B |  | C |  |  | D
Each |  |  | $ | [19 empty] | $ |  | $ |  |  | $
29566 | 600A........................................................................................................................................................................................ | [18 empty] | 4,518.09 |  |  | 109.52 |  |  | 164.18 |  | 577.88 |  | 29566
29567 | 800A........................................................................................................................................................................................ | [18 empty] | 4,668.14 |  |  | 131.31 |  |  | 197.21 |  | 692.75 |  | 29567
29568 | 1000A...................................................................................................................................................................................... | [18 empty] | 5,025.62 |  |  | 152.55 |  |  | 228.98 |  | 810.70 |  | 29568
29569 | 1200A...................................................................................................................................................................................... | [18 empty] | 5,538.76 |  |  | 174.23 |  |  | 260.30 |  | 928.19 |  | 29569
29570 | 1350A...................................................................................................................................................................................... | [18 empty] | 5,884.12 |  |  | 194.72 |  |  | 292.00 |  | 1,039.71 |  | 29570
29571 | 1600A...................................................................................................................................................................................... | [18 empty] | 6,364.76 |  |  | 214.19 |  |  | 321.09 |  | 1,143.34 |  | 29571
29572 | 2000A...................................................................................................................................................................................... | [18 empty] | 6,956.29 |  |  | 235.86 |  |  | 354.30 |  | 1,267.94 |  | 29572
29573 | 2500A...................................................................................................................................................................................... | [18 empty] | 9,604.93 |  |  | 266.61 |  |  | 398.53 |  | 1,438.54 |  | 29573
90º elbow, edgewise or flatwise, IP65, with copper busbar, trunking, weatherproof
type for all-insulated totally enclosed TPN copper busduct of the rated current (linear
length excluded and measured separately) : -
Each
29574 | 600A........................................................................................................................................................................................ | [18 empty] | 4,635.37 |  |  | 109.52 |  |  | 164.18 |  | 577.88 |  | 29574
29575 | 800A........................................................................................................................................................................................ | [18 empty] | 4,786.03 |  |  | 131.31 |  |  | 197.21 |  | 692.71 |  | 29575
29576 | 1000A...................................................................................................................................................................................... | [18 empty] | 5,148.24 |  |  | 152.55 |  |  | 228.98 |  | 810.70 |  | 29576
29577 | 1200A...................................................................................................................................................................................... | [18 empty] | 5,673.80 |  |  | 174.23 |  |  | 260.30 |  | 928.19 |  | 29577
29578 | 1350A...................................................................................................................................................................................... | [18 empty] | 6,026.70 |  |  | 194.72 |  |  | 292.00 |  | 1,039.71 |  | 29578
29579 | 1600A...................................................................................................................................................................................... | [18 empty] | 6,519.05 |  |  | 214.19 |  |  | 321.09 |  | 1,143.34 |  | 29579
29580 | 2000A...................................................................................................................................................................................... | [18 empty] | 7,123.98 |  |  | 235.86 |  |  | 354.30 |  | 1,267.94 |  | 29580
29581 | 2500A...................................................................................................................................................................................... | [18 empty] | 9,777.90 |  |  | 266.61 |  |  | 398.53 |  | 1,438.54 |  | 29581
29/29
29 | ELECTRICAL INSTALLATION - MAIN DISTRIBUTION SYSTEMS | [18 empty] | 29
Item | Item
BUSBAR TRUNKING AND BUS DUCT (CONT'D)
Take | [24 empty] | Take
Supply | [22 empty] | down |  | down |  |  | Fix
90º elbow, edgewise or flatwise, IP66, with copper busbar, trunking, weatherproof | [17 empty] | and |  |  |  |  | and |  | and set |  |  | only
type for all-insulated totally enclosed TPN copper busduct of the rated current (linear | [17 empty] | fix |  |  |  |  | clear |  | aside for
length excluded and measured separately) : - | [11 empty] | away | [12 empty] | re-use
A | [22 empty] | B |  | C |  |  | D
Each |  |  | $ | [19 empty] | $ |  | $ |  |  | $
29582 | 600A........................................................................................................................................................................................ | [18 empty] | 4,863.92 |  |  | 109.74 |  |  | 164.52 |  | 579.05 |  | 29582
29583 | 800A........................................................................................................................................................................................ | [18 empty] | 5,015.44 |  |  | 131.55 |  |  | 197.59 |  | 694.11 |  | 29583
29584 | 1000A...................................................................................................................................................................................... | [18 empty] | 5,338.53 |  |  | 152.83 |  |  | 229.43 |  | 812.35 |  | 29584
29585 | 1200A...................................................................................................................................................................................... | [18 empty] | 5,865.64 |  |  | 174.56 |  |  | 260.81 |  | 930.09 |  | 29585
29586 | 1350A...................................................................................................................................................................................... | [18 empty] | 6,213.35 |  |  | 195.09 |  |  | 292.60 |  | 1,041.85 |  | 29586
29587 | 1600A...................................................................................................................................................................................... | [18 empty] | 6,680.15 |  |  | 214.63 |  |  | 321.76 |  | 1,145.69 |  | 29587
29588 | 2000A...................................................................................................................................................................................... | [18 empty] | 7,249.29 |  |  | 236.32 |  |  | 355.01 |  | 1,270.56 |  | 29588
29589 | 2500A...................................................................................................................................................................................... | [18 empty] | 10,386.33 |  |  | 267.17 |  |  | 399.34 |  | 1,441.54 |  | 29589
Combination elbow, IP54, for all-insulated totally enclosed TPN copper busbar
trunking of the rated current (linear length excluded and measured separately) : -
Each
29590 | 600A........................................................................................................................................................................................ | [18 empty] | 8,759.68 |  |  | 174.56 |  |  | 260.81 |  | 930.09 |  | 29590
29591 | 800A........................................................................................................................................................................................ | [18 empty] | 9,008.65 |  |  | 208.94 |  |  | 313.06 |  | 1,115.95 |  | 29591
29592 | 1000A...................................................................................................................................................................................... | [18 empty] | 9,669.84 |  |  | 242.76 |  |  | 364.83 |  | 1,302.10 |  | 29592
29593 | 1200A...................................................................................................................................................................................... | [18 empty] | 10,640.85 |  |  | 277.57 |  |  | 415.32 |  | 1,486.97 |  | 29593
29594 | 1350A...................................................................................................................................................................................... | [18 empty] | 11,283.86 |  |  | 306.81 |  |  | 458.52 |  | 1,643.96 |  | 29594
29595 | 1600A...................................................................................................................................................................................... | [18 empty] | 12,199.67 |  |  | 337.39 |  |  | 506.45 |  | 1,808.81 |  | 29595
29596 | 2000A...................................................................................................................................................................................... | [18 empty] | 13,331.53 |  |  | 372.46 |  |  | 558.53 |  | 1,992.52 |  | 29596
29597 | 2500A...................................................................................................................................................................................... | [18 empty] | 18,542.05 |  |  | 420.60 |  |  | 631.10 |  | 2,252.58 |  | 29597
Combination elbow, IP65, for all-insulated totally enclosed TPN copper busbar
trunking of the rated current (linear length excluded and measured separately) : -
Each
29598 | 600A........................................................................................................................................................................................ | [18 empty] | 8,993.60 |  |  | 174.56 |  |  | 260.81 |  | 930.09 |  | 29598
29599 | 800A........................................................................................................................................................................................ | [18 empty] | 9,243.85 |  |  | 208.94 |  |  | 313.06 |  | 1,115.95 |  | 29599
29600 | 1000A...................................................................................................................................................................................... | [18 empty] | 9,914.58 |  |  | 242.76 |  |  | 364.83 |  | 1,302.10 |  | 29600
29601 | 1200A...................................................................................................................................................................................... | [18 empty] | 10,910.19 |  |  | 277.57 |  |  | 415.32 |  | 1,486.97 |  | 29601
29602 | 1350A...................................................................................................................................................................................... | [18 empty] | 11,568.22 |  |  | 306.81 |  |  | 458.52 |  | 1,643.96 |  | 29602
29/30
29 | ELECTRICAL INSTALLATION - MAIN DISTRIBUTION SYSTEMS | [18 empty] | 29
Item | Item
BUSBAR TRUNKING AND BUS DUCT (CONT'D) | [14 empty] | Take | [9 empty] | Take
Supply | [22 empty] | down |  | down |  |  | Fix
and | [22 empty] | and |  | and set |  |  | only
Combination elbow, IP65, for all-insulated totally enclosed TPN copper busbar | [16 empty] | fix | [5 empty] | clear |  | aside for
trunking of the rated current (linear length excluded and measured separately) : - (Cont'd) | [17 empty] | away | [6 empty] | re-use
A | [22 empty] | B |  | C |  |  | D
Each |  |  | $ | [19 empty] | $ |  | $ |  |  | $
29603 | 1600A...................................................................................................................................................................................... | [18 empty] | 12,507.55 |  |  | 337.39 |  |  | 506.45 |  | 1,808.81 |  | 29603
29604 | 2000A...................................................................................................................................................................................... | [18 empty] | 13,666.22 |  |  | 372.46 |  |  | 558.53 |  | 1,992.52 |  | 29604
29605 | 2500A...................................................................................................................................................................................... | [18 empty] | 19,021.09 |  |  | 420.60 |  |  | 631.10 |  | 2,252.58 |  | 29605
Combination elbow, IP66, for all-insulated totally enclosed TPN copper busbar
trunking of the rated current (linear length excluded and measured separately) : -
Each
29606 | 600A........................................................................................................................................................................................ | [18 empty] | 9,491.91 |  |  | 175.26 |  |  | 261.84 |  | 933.83 |  | 29606
29607 | 800A........................................................................................................................................................................................ | [18 empty] | 9,745.29 |  |  | 209.75 |  |  | 314.27 |  | 1,120.45 |  | 29607
29608 | 1000A...................................................................................................................................................................................... | [18 empty] | 10,340.53 |  |  | 243.69 |  |  | 366.27 |  | 1,307.34 |  | 29608
29609 | 1200A...................................................................................................................................................................................... | [18 empty] | 11,344.16 |  |  | 278.64 |  |  | 416.97 |  | 1,492.95 |  | 29609
29610 | 1350A...................................................................................................................................................................................... | [18 empty] | 11,994.79 |  |  | 308.01 |  |  | 460.31 |  | 1,650.55 |  | 29610
29611 | 1600A...................................................................................................................................................................................... | [18 empty] | 12,886.97 |  |  | 338.65 |  |  | 508.40 |  | 1,816.03 |  | 29611
29612 | 2000A...................................................................................................................................................................................... | [18 empty] | 13,978.80 |  |  | 373.93 |  |  | 560.70 |  | 2,000.49 |  | 29612
29613 | 2500A...................................................................................................................................................................................... | [18 empty] | 20,191.11 |  |  | 422.22 |  |  | 633.54 |  | 2,261.56 |  | 29613
End closer, IP54, for all-insulated totally enclosed TPN copper busbar trunking of
the rated current (linear length excluded and measured separately) : -
Each
29614 | 600A........................................................................................................................................................................................ | [18 empty] | 1,086.21 |  |  | 61.23 |  |  | 92.34 |  | 317.89 |  | 29614
29615 | 800A........................................................................................................................................................................................ | [18 empty] | 1,145.21 |  |  | 67.81 |  |  | 101.64 |  | 349.89 |  | 29615
29616 | 1000A...................................................................................................................................................................................... | [18 empty] | 1,184.34 |  |  | 73.77 |  |  | 110.36 |  | 381.74 |  | 29616
29617 | 1200A...................................................................................................................................................................................... | [18 empty] | 1,234.84 |  |  | 80.15 |  |  | 119.06 |  | 414.36 |  | 29617
29618 | 1350A...................................................................................................................................................................................... | [18 empty] | 1,283.07 |  |  | 85.39 |  |  | 128.08 |  | 445.87 |  | 29618
29619 | 1600A...................................................................................................................................................................................... | [18 empty] | 1,369.73 |  |  | 94.93 |  |  | 141.81 |  | 495.84 |  | 29619
29620 | 2000A...................................................................................................................................................................................... | [18 empty] | 1,456.87 |  |  | 104.68 |  |  | 157.26 |  | 546.81 |  | 29620
29621 | 2500A...................................................................................................................................................................................... | [18 empty] | 1,661.14 |  |  | 118.57 |  |  | 178.21 |  | 621.86 |  | 29621
29/31
29 | ELECTRICAL INSTALLATION - MAIN DISTRIBUTION SYSTEMS | [18 empty] | 29
Item | Item
BUSBAR TRUNKING AND BUS DUCT (CONT'D) | [14 empty] | Take | [9 empty] | Take
Supply | [22 empty] | down |  | down |  |  | Fix
and | [22 empty] | and |  | and set |  |  | only
End closer, IP65, for all-insulated totally enclosed TPN copper busbar trunking of | [16 empty] | fix | [5 empty] | clear |  | aside for
the rated current (linear length excluded and measured separately) : - | [16 empty] | away | [7 empty] | re-use
A | [22 empty] | B |  | C |  |  | D
Each |  |  | $ | [19 empty] | $ |  | $ |  |  | $
29622 | 600A........................................................................................................................................................................................ | [18 empty] | 1,086.21 |  |  | 61.23 |  |  | 92.34 |  | 317.89 |  | 29622
29623 | 800A........................................................................................................................................................................................ | [18 empty] | 1,145.21 |  |  | 67.81 |  |  | 101.64 |  | 349.89 |  | 29623
29624 | 1000A...................................................................................................................................................................................... | [18 empty] | 1,184.34 |  |  | 73.77 |  |  | 110.36 |  | 381.74 |  | 29624
29625 | 1200A...................................................................................................................................................................................... | [18 empty] | 1,234.84 |  |  | 80.15 |  |  | 119.06 |  | 414.36 |  | 29625
29626 | 1350A...................................................................................................................................................................................... | [18 empty] | 1,283.07 |  |  | 85.39 |  |  | 128.08 |  | 445.87 |  | 29626
29627 | 1600A...................................................................................................................................................................................... | [18 empty] | 1,369.73 |  |  | 94.93 |  |  | 141.81 |  | 495.85 |  | 29627
29628 | 2000A...................................................................................................................................................................................... | [18 empty] | 1,456.87 |  |  | 104.68 |  |  | 157.26 |  | 546.81 |  | 29628
29629 | 2500A...................................................................................................................................................................................... | [18 empty] | 1,661.14 |  |  | 118.57 |  |  | 178.21 |  | 621.86 |  | 29629
End closer, IP66, for all-insulated totally enclosed TPN copper busbar trunking of
the rated current (linear length excluded and measured separately) : -
Each
29630 | 600A........................................................................................................................................................................................ | [18 empty] | 1,086.21 |  |  | 60.87 |  |  | 91.79 |  | 316.02 |  | 29630
29631 | 800A........................................................................................................................................................................................ | [18 empty] | 1,145.21 |  |  | 67.42 |  |  | 101.01 |  | 347.82 |  | 29631
29632 | 1000A...................................................................................................................................................................................... | [18 empty] | 1,184.34 |  |  | 73.33 |  |  | 109.68 |  | 379.50 |  | 29632
29633 | 1200A...................................................................................................................................................................................... | [18 empty] | 1,234.84 |  |  | 79.67 |  |  | 118.37 |  | 411.89 |  | 29633
29634 | 1350A...................................................................................................................................................................................... | [18 empty] | 1,283.07 |  |  | 84.87 |  |  | 127.33 |  | 443.21 |  | 29634
29635 | 1600A...................................................................................................................................................................................... | [18 empty] | 1,369.73 |  |  | 94.36 |  |  | 140.98 |  | 492.90 |  | 29635
29636 | 2000A...................................................................................................................................................................................... | [18 empty] | 1,456.87 |  |  | 104.06 |  |  | 156.34 |  | 543.55 |  | 29636
29637 | 2500A...................................................................................................................................................................................... | [18 empty] | 1,661.14 |  |  | 117.88 |  |  | 177.17 |  | 618.19 |  | 29637
29/32
29 | ELECTRICAL INSTALLATION - MAIN DISTRIBUTION SYSTEMS | [18 empty] | 29
Item | Item
BUSBAR TRUNKING AND BUS DUCT (CONT'D) | [14 empty] | Take | [9 empty] | Take
Supply | [22 empty] | down |  | down |  |  | Fix
and | [22 empty] | and |  | and set |  |  | only
Expansion joint, IP54, for all-insulated totally enclosed TPN copper busbar | [16 empty] | fix | [5 empty] | clear |  | aside for
trunking of the rated current (linear length excluded and measured separately) : - | [16 empty] | away | [7 empty] | re-use
A | [22 empty] | B |  | C |  |  | D
Each |  |  | $ | [19 empty] | $ |  | $ |  |  | $
29638 | 600A........................................................................................................................................................................................ | [18 empty] | 12,662.99 |  |  | 109.52 |  |  | 164.18 |  | 577.88 |  | 29638
29639 | 800A........................................................................................................................................................................................ | [18 empty] | 12,992.43 |  |  | 131.31 |  |  | 197.21 |  | 692.71 |  | 29639
29640 | 1000A...................................................................................................................................................................................... | [18 empty] | 13,041.56 |  |  | 152.55 |  |  | 228.98 |  | 810.70 |  | 29640
29641 | 1200A...................................................................................................................................................................................... | [18 empty] | 14,343.42 |  |  | 174.23 |  |  | 260.30 |  | 928.19 |  | 29641
29642 | 1350A...................................................................................................................................................................................... | [18 empty] | 16,192.26 |  |  | 194.72 |  |  | 292.00 |  | 1,039.71 |  | 29642
29643 | 1600A...................................................................................................................................................................................... | [18 empty] | 16,877.19 |  |  | 214.19 |  |  | 321.09 |  | 1,143.34 |  | 29643
29644 | 2000A...................................................................................................................................................................................... | [18 empty] | 17,445.79 |  |  | 235.86 |  |  | 354.30 |  | 1,267.94 |  | 29644
29645 | 2500A...................................................................................................................................................................................... | [18 empty] | 24,077.10 |  |  | 266.61 |  |  | 398.53 |  | 1,438.54 |  | 29645
Expansion joint, IP65, for all-insulated totally enclosed TPN copper busbar
trunking of the rated current (linear length excluded and measured separately) : -
Each
29646 | 600A........................................................................................................................................................................................ | [18 empty] | 12,662.99 |  |  | 109.52 |  |  | 164.18 |  | 577.88 |  | 29646
29647 | 800A........................................................................................................................................................................................ | [18 empty] | 12,992.43 |  |  | 131.31 |  |  | 197.21 |  | 692.71 |  | 29647
29648 | 1000A...................................................................................................................................................................................... | [18 empty] | 13,041.56 |  |  | 152.55 |  |  | 228.98 |  | 810.70 |  | 29648
29649 | 1200A...................................................................................................................................................................................... | [18 empty] | 14,343.42 |  |  | 174.23 |  |  | 260.30 |  | 928.19 |  | 29649
29650 | 1350A...................................................................................................................................................................................... | [18 empty] | 16,192.26 |  |  | 194.72 |  |  | 292.00 |  | 1,039.71 |  | 29650
29651 | 1600A...................................................................................................................................................................................... | [18 empty] | 16,877.19 |  |  | 214.19 |  |  | 321.09 |  | 1,143.34 |  | 29651
29652 | 2000A...................................................................................................................................................................................... | [18 empty] | 17,445.79 |  |  | 235.86 |  |  | 354.30 |  | 1,267.94 |  | 29652
29653 | 2500A...................................................................................................................................................................................... | [18 empty] | 24,077.10 |  |  | 266.61 |  |  | 398.53 |  | 1,438.54 |  | 29653
29/33
29 | ELECTRICAL INSTALLATION - MAIN DISTRIBUTION SYSTEMS | [18 empty] | 29
Item | Item
BUSBAR TRUNKING AND BUS DUCT (CONT'D) | [14 empty] | Take | [9 empty] | Take
Supply | [22 empty] | down |  | down |  |  | Fix
and | [22 empty] | and |  | and set |  |  | only
Expansion joint, IP66, for all-insulated totally enclosed TPN copper busbar | [16 empty] | fix | [5 empty] | clear |  | aside for
trunking of the rated current (linear length excluded and measured separately) : - | [16 empty] | away | [7 empty] | re-use
A | [22 empty] | B |  | C |  |  | D
Each |  |  | $ | [19 empty] | $ |  | $ |  |  | $
29654 | 600A........................................................................................................................................................................................ | [18 empty] | 12,635.50 |  |  | 109.74 |  |  | 164.52 |  | 579.05 |  | 29654
29655 | 800A........................................................................................................................................................................................ | [18 empty] | 12,964.15 |  |  | 131.55 |  |  | 197.64 |  | 694.11 |  | 29655
29656 | 1000A...................................................................................................................................................................................... | [18 empty] | 13,013.37 |  |  | 152.83 |  |  | 229.43 |  | 812.35 |  | 29656
29657 | 1200A...................................................................................................................................................................................... | [18 empty] | 14,312.42 |  |  | 174.56 |  |  | 260.81 |  | 930.09 |  | 29657
29658 | 1350A...................................................................................................................................................................................... | [18 empty] | 16,157.34 |  |  | 195.09 |  |  | 292.60 |  | 1,041.85 |  | 29658
29659 | 1600A...................................................................................................................................................................................... | [18 empty] | 16,840.47 |  |  | 214.63 |  |  | 321.71 |  | 1,145.69 |  | 29659
29660 | 2000A...................................................................................................................................................................................... | [18 empty] | 17,407.90 |  |  | 236.32 |  |  | 355.01 |  | 1,270.56 |  | 29660
29661 | 2500A...................................................................................................................................................................................... | [18 empty] | 24,024.58 |  |  | 267.17 |  |  | 399.34 |  | 1,441.54 |  | 29661
Flanged end, weatherproof type for all-insulated totally enclosed TPN copper
busduct of the rated current (linear length excluded and measured separately) : -
Each
29662 | 600A........................................................................................................................................................................................ | [18 empty] | 3,068.63 |  |  | 60.98 |  |  | 91.97 |  | 316.64 |  | 29662
29663 | 800A........................................................................................................................................................................................ | [18 empty] | 3,382.15 |  |  | 67.53 |  |  | 101.21 |  | 348.50 |  | 29663
29664 | 1000A...................................................................................................................................................................................... | [18 empty] | 3,451.22 |  |  | 73.51 |  |  | 109.91 |  | 380.26 |  | 29664
29665 | 1200A...................................................................................................................................................................................... | [18 empty] | 3,811.16 |  |  | 79.81 |  |  | 118.65 |  | 412.74 |  | 29665
29666 | 1350A...................................................................................................................................................................................... | [18 empty] | 4,018.46 |  |  | 85.03 |  |  | 127.58 |  | 444.12 |  | 29666
29667 | 1600A...................................................................................................................................................................................... | [18 empty] | 4,442.78 |  |  | 94.57 |  |  | 141.28 |  | 493.90 |  | 29667
29668 | 2000A...................................................................................................................................................................................... | [18 empty] | 4,965.31 |  |  | 104.30 |  |  | 156.65 |  | 544.66 |  | 29668
29669 | 2500A...................................................................................................................................................................................... | [18 empty] | 7,163.87 |  |  | 118.10 |  |  | 177.53 |  | 619.41 |  | 29669
29/34
29 | ELECTRICAL INSTALLATION - MAIN DISTRIBUTION SYSTEMS | [18 empty] | 29
Item | Item
BUSBAR TRUNKING AND BUS DUCT (CONT'D) | [14 empty] | Take | [9 empty] | Take
Supply | [22 empty] | down |  | down |  |  | Fix
and | [22 empty] | and |  | and set |  |  | only
Fuseswitch TPN, metal clad, plug-in type c/w HRC fuses for all-insulated totally | [16 empty] | fix | [5 empty] | clear |  | aside for
enclosed TPN copper busduct of the rated current : - | [12 empty] | away | [11 empty] | re-use
A | [22 empty] | B |  | C |  |  | D
Each |  |  | $ | [19 empty] | $ |  | $ |  |  | $
29670 | 200A........................................................................................................................................................................................ | [18 empty] | 7,487.34 |  |  | 152.04 |  |  | 199.66 |  | 700.66 |  | 29670
29671 | 400A........................................................................................................................................................................................ | [18 empty] | 13,101.10 |  |  | 198.54 |  |  | 260.81 |  | 930.09 |  | 29671
29672 | 600A........................................................................................................................................................................................ | [18 empty] | 17,590.72 |  |  | 253.81 |  |  | 333.02 |  | 1,188.80 |  | 29672
Busduct, TPN copper busbars, all-insulated, totally enclosed, indoor feeder type c/w
ends, elbows, tee unit, supports, hangers, fixing accessories, etc. of the rated
current : -
Per linear metre
29673 | 600A........................................................................................................................................................................................ | [18 empty] | 4,876.74 |  |  | 99.36 |  |  | 147.92 |  | 510.00 |  | 29673
29674 | 800A........................................................................................................................................................................................ | [18 empty] | 5,062.72 |  |  | 117.28 |  |  | 174.77 |  | 605.00 |  | 29674
29675 | 1000A...................................................................................................................................................................................... | [18 empty] | 5,854.26 |  |  | 134.84 |  |  | 202.30 |  | 697.44 |  | 29675
29676 | 1200A...................................................................................................................................................................................... | [18 empty] | 7,389.07 |  |  | 152.94 |  |  | 228.59 |  | 793.87 |  | 29676
29677 | 1350A...................................................................................................................................................................................... | [18 empty] | 8,161.15 |  |  | 169.11 |  |  | 253.81 |  | 873.42 |  | 29677
29678 | 1600A...................................................................................................................................................................................... | [18 empty] | 9,467.72 |  |  | 187.61 |  |  | 280.12 |  | 968.40 |  | 29678
29679 | 2000A...................................................................................................................................................................................... | [18 empty] | 11,049.00 |  |  | 206.94 |  |  | 310.41 |  | 1,073.43 |  | 29679
29680 | 2500A...................................................................................................................................................................................... | [18 empty] | 15,145.64 |  |  | 228.85 |  |  | 342.42 |  | 1,181.20 |  | 29680
Busduct, TPN copper busbars, all-insulated totally enclosed, indoor plug-in type c/w
ends, elbows, tee unit, supports, hangers, fixing accessories, etc. of the rated
current : -
Per linear metre
29681 | 600A........................................................................................................................................................................................ | [18 empty] | 5,719.52 |  |  | 99.36 |  |  | 147.92 |  | 528.79 |  | 29681
29682 | 800A........................................................................................................................................................................................ | [18 empty] | 5,917.83 |  |  | 117.28 |  |  | 174.77 |  | 605.00 |  | 29682
29683 | 1000A...................................................................................................................................................................................... | [18 empty] | 6,749.44 |  |  | 134.84 |  |  | 202.30 |  | 697.44 |  | 29683
29684 | 1200A...................................................................................................................................................................................... | [18 empty] | 8,257.19 |  |  | 152.94 |  |  | 228.59 |  | 793.87 |  | 29684
29685 | 1350A...................................................................................................................................................................................... | [18 empty] | 9,044.77 |  |  | 169.11 |  |  | 253.81 |  | 873.42 |  | 29685
29686 | 1600A...................................................................................................................................................................................... | [18 empty] | 10,465.42 |  |  | 187.61 |  |  | 280.12 |  | 968.40 |  | 29686
29687 | 2000A...................................................................................................................................................................................... | [18 empty] | 12,140.13 |  |  | 206.94 |  |  | 310.41 |  | 1,073.43 |  | 29687
29688 | 2500A...................................................................................................................................................................................... | [18 empty] | 17,140.21 |  |  | 228.85 |  |  | 342.42 |  | 1,181.20 |  | 29688
29/35
29 | ELECTRICAL INSTALLATION - MAIN DISTRIBUTION SYSTEMS | [18 empty] | 29
Item | Item
BUSBAR TRUNKING AND BUS DUCT (CONT'D) | [14 empty] | Take | [9 empty] | Take
Supply | [22 empty] | down |  | down |  |  | Fix
and | [22 empty] | and |  | and set |  |  | only
MCCB, TPN, metal clad, plug-in type, minimum 40 kA at 380V, for all-insulated | [16 empty] | fix | [5 empty] | clear |  | aside for
totally enclosed TPN copper busduct of the rated current : - | [14 empty] | away | [9 empty] | re-use
A | [22 empty] | B |  | C |  |  | D
Each |  |  | $ | [19 empty] | $ |  | $ |  |  | $
29689 | 200A........................................................................................................................................................................................ | [18 empty] | 8,550.18 |  |  | 157.80 |  |  | 202.30 |  | 697.44 |  | 29689
29690 | 400A........................................................................................................................................................................................ | [18 empty] | 13,491.61 |  |  | 206.03 |  |  | 264.74 |  | 914.00 |  | 29690
29691 | 600A........................................................................................................................................................................................ | [18 empty] | 17,366.16 |  |  | 262.81 |  |  | 337.34 |  | 1,165.96 |  | 29691
Busduct, TPN copper busbars, all-insulated totally enclosed, outdoor feeder c/w
ends, elbows, tee unit, supports, hangers, fixing accessories, etc. of the rated
current : -
Per linear metre
29692 | 600A........................................................................................................................................................................................ | [18 empty] | 5,730.33 |  |  | 98.57 |  |  | 146.77 |  | 506.08 |  | 29692
29693 | 800A........................................................................................................................................................................................ | [18 empty] | 5,883.37 |  |  | 116.38 |  |  | 173.41 |  | 600.31 |  | 29693
29694 | 1000A...................................................................................................................................................................................... | [18 empty] | 6,186.19 |  |  | 133.80 |  |  | 200.74 |  | 692.09 |  | 29694
29695 | 1200A...................................................................................................................................................................................... | [18 empty] | 7,397.56 |  |  | 151.74 |  |  | 226.85 |  | 787.79 |  | 29695
29696 | 1350A...................................................................................................................................................................................... | [18 empty] | 8,143.98 |  |  | 167.83 |  |  | 251.85 |  | 866.72 |  | 29696
29697 | 1600A...................................................................................................................................................................................... | [18 empty] | 9,329.20 |  |  | 186.17 |  |  | 277.97 |  | 961.01 |  | 29697
29698 | 2000A...................................................................................................................................................................................... | [18 empty] | 10,837.69 |  |  | 205.35 |  |  | 308.04 |  | 1,065.20 |  | 29698
29699 | 2500A...................................................................................................................................................................................... | [18 empty] | 14,856.37 |  |  | 227.09 |  |  | 339.79 |  | 1,172.24 |  | 29699
90º offset, edgewise or flatwise, IP54 for all insulated totally enclosed TPN copper
busbar trunking of the rated current (linear length excluded and measured
separately) : -
Each
29700 | 600A........................................................................................................................................................................................ | [18 empty] | 8,650.04 |  |  | 173.89 |  |  | 260.81 |  | 930.09 |  | 29700
29701 | 800A........................................................................................................................................................................................ | [18 empty] | 8,895.72 |  |  | 208.60 |  |  | 311.88 |  | 1,115.97 |  | 29701
29702 | 1000A...................................................................................................................................................................................... | [18 empty] | 9,587.37 |  |  | 242.34 |  |  | 364.16 |  | 1,300.00 |  | 29702
29703 | 1200A...................................................................................................................................................................................... | [18 empty] | 10,507.28 |  |  | 277.80 |  |  | 414.89 |  | 1,486.20 |  | 29703
29704 | 1350A...................................................................................................................................................................................... | [18 empty] | 11,119.64 |  |  | 307.75 |  |  | 461.54 |  | 1,650.55 |  | 29704
29705 | 1600A...................................................................................................................................................................................... | [18 empty] | 12,118.27 |  |  | 338.33 |  |  | 508.18 |  | 1,816.13 |  | 29705
29706 | 2000A...................................................................................................................................................................................... | [18 empty] | 13,165.02 |  |  | 373.29 |  |  | 559.81 |  | 2,002.80 |  | 29706
29707 | 2500A...................................................................................................................................................................................... | [18 empty] | 18,310.01 |  |  | 421.94 |  |  | 633.27 |  | 2,271.64 |  | 29707
29/36
29 | ELECTRICAL INSTALLATION - MAIN DISTRIBUTION SYSTEMS | [18 empty] | 29
Item | Item
BUSBAR TRUNKING AND BUS DUCT (CONT'D)
Take | [24 empty] | Take
Supply | [22 empty] | down |  | down |  |  | Fix
90º offset, edgewise or flatwise, IP65 for all insulated totally enclosed TPN copper | [17 empty] | and |  |  |  |  | and |  | and set |  |  | only
busbar trunking of the rated current (linear length excluded and measured | [16 empty] | fix | [5 empty] | clear |  | aside for
separately) : - |  |  |  |  | away | [19 empty] | re-use
A | [22 empty] | B |  | C |  |  | D
Each |  |  | $ | [19 empty] | $ |  | $ |  |  | $
29708 | 600A........................................................................................................................................................................................ | [18 empty] | 8,881.05 |  |  | 174.23 |  |  | 261.34 |  | 931.95 |  | 29708
29709 | 800A........................................................................................................................................................................................ | [18 empty] | 9,127.96 |  |  | 209.00 |  |  | 312.47 |  | 1,118.24 |  | 29709
29710 | 1000A...................................................................................................................................................................................... | [18 empty] | 9,829.96 |  |  | 242.82 |  |  | 364.85 |  | 1,302.61 |  | 29710
29711 | 1200A...................................................................................................................................................................................... | [18 empty] | 10,773.20 |  |  | 278.34 |  |  | 415.71 |  | 1,489.20 |  | 29711
29712 | 1350A...................................................................................................................................................................................... | [18 empty] | 11,399.84 |  |  | 308.35 |  |  | 462.44 |  | 1,653.89 |  | 29712
29713 | 1600A...................................................................................................................................................................................... | [18 empty] | 12,424.08 |  |  | 339.00 |  |  | 509.19 |  | 1,819.78 |  | 29713
29714 | 2000A...................................................................................................................................................................................... | [18 empty] | 13,495.52 |  |  | 374.04 |  |  | 560.91 |  | 2,006.89 |  | 29714
29715 | 2500A...................................................................................................................................................................................... | [18 empty] | 18,783.03 |  |  | 422.76 |  |  | 634.48 |  | 2,276.21 |  | 29715
90º offset, edgewise or flatwise, IP66 for all insulated totally enclosed TPN copper
busbar trunking of the rated current (linear length excluded and measured
separately) : -
Each
29716 | 600A........................................................................................................................................................................................ | [18 empty] | 9,352.56 |  |  | 174.23 |  |  | 261.34 |  | 931.95 |  | 29716
29717 | 800A........................................................................................................................................................................................ | [18 empty] | 9,601.98 |  |  | 209.00 |  |  | 312.47 |  | 1,118.24 |  | 29717
29718 | 1000A...................................................................................................................................................................................... | [18 empty] | 9,829.96 |  |  | 242.82 |  |  | 364.85 |  | 1,302.61 |  | 29718
29719 | 1200A...................................................................................................................................................................................... | [18 empty] | 11,141.05 |  |  | 278.34 |  |  | 415.71 |  | 1,489.20 |  | 29719
29720 | 1350A...................................................................................................................................................................................... | [18 empty] | 11,399.84 |  |  | 308.35 |  |  | 462.44 |  | 1,653.89 |  | 29720
29721 | 1600A...................................................................................................................................................................................... | [18 empty] | 12,772.81 |  |  | 339.00 |  |  | 509.19 |  | 1,819.78 |  | 29721
29722 | 2000A...................................................................................................................................................................................... | [18 empty] | 13,774.00 |  |  | 374.04 |  |  | 560.91 |  | 2,006.89 |  | 29722
29723 | 2500A...................................................................................................................................................................................... | [18 empty] | 19,894.67 |  |  | 422.76 |  |  | 634.48 |  | 2,276.21 |  | 29723
29/37
29 | ELECTRICAL INSTALLATION - MAIN DISTRIBUTION SYSTEMS | [18 empty] | 29
Item | Item
BUSBAR TRUNKING AND BUS DUCT (CONT'D) | [14 empty] | Take | [9 empty] | Take
Supply | [22 empty] | down |  | down |  |  | Fix
and | [22 empty] | and |  | and set |  |  | only
Tee unit, weatherproof type for all-insulated totally enclosed TPN copper busduct of | [17 empty] | fix |  |  |  |  | clear |  | aside for
the rated current (linear length excluded and measured separately) : - | [16 empty] | away | [7 empty] | re-use
A | [22 empty] | B |  | C |  |  | D
Each |  |  | $ | [19 empty] | $ |  | $ |  |  | $
29724 | 200A........................................................................................................................................................................................ | [18 empty] | 3,761.28 |  |  | 87.79 |  |  | 149.24 |  | 594.04 |  | 29724
29725 | 400A........................................................................................................................................................................................ | [18 empty] | 4,074.63 |  |  | 87.79 |  |  | 159.89 |  | 608.87 |  | 29725
29726 | 600A........................................................................................................................................................................................ | [18 empty] | 4,272.37 |  |  | 120.18 |  |  | 180.01 |  | 621.76 |  | 29726
29727 | 800A........................................................................................................................................................................................ | [18 empty] | 4,583.07 |  |  | 142.95 |  |  | 214.17 |  | 746.90 |  | 29727
29728 | 1000A...................................................................................................................................................................................... | [18 empty] | 4,935.11 |  |  | 166.76 |  |  | 250.07 |  | 869.46 |  | 29728
29729 | 1200A...................................................................................................................................................................................... | [18 empty] | 5,495.01 |  |  | 191.48 |  |  | 286.53 |  | 990.81 |  | 29729
29730 | 1350A...................................................................................................................................................................................... | [18 empty] | 5,855.32 |  |  | 213.11 |  |  | 319.55 |  | 1,085.66 |  | 29730
29731 | 1600A...................................................................................................................................................................................... | [18 empty] | 6,342.72 |  |  | 234.74 |  |  | 352.39 |  | 1,200.91 |  | 29731
29732 | 2000A...................................................................................................................................................................................... | [18 empty] | 6,961.16 |  |  | 258.26 |  |  | 386.84 |  | 1,325.71 |  | 29732
29733 | 2500A...................................................................................................................................................................................... | [18 empty] | 9,604.51 |  |  | 292.15 |  |  | 438.72 |  | 1,501.86 |  | 29733
29/38
Section 30
ELECTRICAL INSTALLATION -
MISCELLANEOUS
30 | ELECTRICAL INSTALLATION - MISCELLANEOUS | [16 empty] | 30
Item | Item
DISTRIBUTION BOARDS
Take | [24 empty] | Take
Supply | [22 empty] | down |  | down |  |  | Fix
Fuseboard to BS EN 60439-3 with 500V fuse base and holder, fixed, connected | [16 empty] | and | [5 empty] | and |  | and set |  |  | only
retained with labels, circuit list etc., including solid copper bars for neutral and for | [17 empty] | fix |  |  |  |  | clear |  | aside for
earth, suitable for fuses to IEC 60269-1 (HRC fuses measured separately) : - | [16 empty] | away | [7 empty] | re-use
A | [22 empty] | B |  | C |  |  | D
Each |  |  | $ | [19 empty] | $ |  | $ |  |  | $
30001 | 20/ 32A SPN 4 way ................................................................................................................................................................ | [18 empty] | 1,607.02 |  |  | 30.78 |  |  | 36.31 |  | 94.62 |  | 30001
30002 | 20/ 32A SPN 6 way ................................................................................................................................................................ | [18 empty] | 2,054.82 |  |  | 33.04 |  |  | 39.46 |  | 105.78 |  | 30002
30003 | 20/ 32A SPN 8 way ................................................................................................................................................................ | [18 empty] | 2,412.54 |  |  | 33.04 |  |  | 39.46 |  | 105.78 |  | 30003
30004 | 20/ 32A SPN 10 way .............................................................................................................................................................. | [18 empty] | 2,798.28 |  |  | 34.90 |  |  | 43.70 |  | 134.21 |  | 30004
30005 | 20/ 32A SPN 12 way .............................................................................................................................................................. | [18 empty] | 3,181.02 |  |  | 34.90 |  |  | 43.70 |  | 134.21 |  | 30005
30006 | 20/ 32A TPN 2 way................................................................................................................................................................ | [18 empty] | 2,143.44 |  |  | 30.78 |  |  | 36.31 |  | 94.62 |  | 30006
30007 | 20/ 32A TPN 4 way................................................................................................................................................................ | [18 empty] | 2,993.46 |  |  | 34.90 |  |  | 43.70 |  | 134.21 |  | 30007
30008 | 20/ 32A TPN 6 way................................................................................................................................................................ | [18 empty] | 3,944.88 |  |  | 34.90 |  |  | 43.70 |  | 134.21 |  | 30008
30009 | 20/ 32A TPN 8 way................................................................................................................................................................ | [18 empty] | 4,992.65 |  |  | 43.70 |  |  | 54.21 |  | 167.83 |  | 30009
30010 | 63A TPN 2 way ...................................................................................................................................................................... | [18 empty] | 4,777.78 |  |  | 30.78 |  |  | 36.31 |  | 94.62 |  | 30010
30011 | 63A TPN 4 way ...................................................................................................................................................................... | [18 empty] | 6,824.89 |  |  | 34.90 |  |  | 43.70 |  | 134.21 |  | 30011
30012 | 63A TPN 6 way ...................................................................................................................................................................... | [18 empty] | 8,906.59 |  |  | 34.90 |  |  | 43.70 |  | 134.21 |  | 30012
30013 | 63A TPN 8 way ...................................................................................................................................................................... | [18 empty] | 10,910.09 |  |  | 43.70 |  |  | 54.21 |  | 167.83 |  | 30013
Metal boxes only for distribution boards 250/ 500 V (as per approved pattern)
including solid copper earth bar, neutral bar, circuit list etc., (fuses base and holder
not included), for fuse-way of the following sizes : -
Each
30014 | 32A SPN 4 - 6 way.................................................................................................................................................................. | [18 empty] | 518.04 |  |  | 17.43 |  |  | 21.94 |  | 69.41 |  | 30014
30015 | 32A SPN 7 - 9 way ................................................................................................................................................................. | [18 empty] | 893.45 |  |  | 23.43 |  |  | 29.18 |  | 93.62 |  | 30015
30016 | 32A SPN 10 - 12 way............................................................................................................................................................. | [18 empty] | 962.40 |  |  | 32.71 |  |  | 41.17 |  | 130.88 |  | 30016
30017 | 32A TPN 2 - 4 way................................................................................................................................................................. | [18 empty] | 1,216.61 |  |  | 32.71 |  |  | 41.17 |  | 130.88 |  | 30017
30018 | 63A TPN 4 way ...................................................................................................................................................................... | [18 empty] | 1,980.03 |  |  | 32.71 |  |  | 41.17 |  | 130.88 |  | 30018
30019 | 63A TPN 6 way....................................................................................................................................................................... | [18 empty] | 2,118.61 |  |  | 41.81 |  |  | 52.17 |  | 166.82 |  | 30019
30020 | 63A TPN 8 way....................................................................................................................................................................... | [18 empty] | 2,256.25 |  |  | 50.20 |  |  | 63.13 |  | 200.83 |  | 30020
30/1
30 | ELECTRICAL INSTALLATION - MISCELLANEOUS | [16 empty] | 30
Item | Item
DISTRIBUTION BOARDS (CONT'D)
Take | [24 empty] | Take
Supply | [22 empty] | down |  | down |  |  | Fix
MCB distribution boards to IEC 60439-3, metal clad, flush mounting with 100 A DP | [17 empty] | and |  |  |  |  | and |  | and set |  |  | only
isolating switch for MCB to IEC 60898 (excluding MCBs and cutting into wall | [16 empty] | fix | [5 empty] | clear |  | aside for
measured separately where applicable) : - | [9 empty] | away | [14 empty] | re-use
A | [22 empty] | B |  | C |  |  | D
Each |  |  | $ | [19 empty] | $ |  | $ |  |  | $
30021 | SPN 4 - 6 way.......................................................................................................................................................................... | [18 empty] | 393.27 |  |  | 11.50 |  |  | 14.85 |  | 47.09 |  | 30021
30022 | SPN 7 - 9 way.......................................................................................................................................................................... | [18 empty] | 458.46 |  |  | 17.39 |  |  | 21.32 |  | 67.59 |  | 30022
30023 | SPN 10 - 12 way..................................................................................................................................................................... | [18 empty] | 528.31 |  |  | 22.48 |  |  | 28.19 |  | 91.20 |  | 30023
30024 | SPN 13 - 15 way..................................................................................................................................................................... | [18 empty] | 617.35 |  |  | 28.28 |  |  | 35.20 |  | 120.40 |  | 30024
30025 | SPN 16 - 18 way..................................................................................................................................................................... | [18 empty] | 690.56 |  |  | 33.69 |  |  | 42.75 |  | 153.70 |  | 30025
MCB distribution boards to IEC 60439-3, metal clad, surface mounting with 100 A
DP isolating switch for MCB to IEC 60898 (excluding MCBs) : -
Each
30026 | SPN 4 - 6 way.......................................................................................................................................................................... | [18 empty] | 468.17 |  |  | 17.43 |  |  | 21.94 |  | 70.53 |  | 30026
30027 | SPN 7 - 9 way.......................................................................................................................................................................... | [18 empty] | 573.31 |  |  | 23.43 |  |  | 29.18 |  | 94.31 |  | 30027
30028 | SPN 10 - 12 way..................................................................................................................................................................... | [18 empty] | 636.85 |  |  | 32.71 |  |  | 41.17 |  | 131.97 |  | 30028
30029 | SPN 13 - 15 way..................................................................................................................................................................... | [18 empty] | 700.22 |  |  | 51.38 |  |  | 63.47 |  | 208.76 |  | 30029
30030 | SPN 16 - 18 way..................................................................................................................................................................... | [18 empty] | 775.03 |  |  | 62.35 |  |  | 78.10 |  | 254.69 |  | 30030
MCB distribution boards, metal case (locally made) surface mounting, with space for
isolating switch if required, fixed, connected with labels, circuit list etc., including
solid copper bars for neutral and for earth (MCBs & isolating switch not included) : -
Each
30031 | SPN 1 - 3 way.......................................................................................................................................................................... | [18 empty] | 271.33 |  |  | 17.07 |  |  | 20.97 |  | 65.91 |  | 30031
30032 | TPN 2 way............................................................................................................................................................................... | [18 empty] | 378.61 |  |  | 17.77 |  |  | 22.53 |  | 71.49 |  | 30032
MCB distribution boards, metal clad, to IEC 60439-3, surface mounting with 80A DP
RCCB (30 mA) for MCBs to IEC 60898 (excluding MCBs) : -
Each
30033 | SPN 6 way............................................................................................................................................................................... | [18 empty] | 709.92 |  |  | 17.77 |  |  | 21.94 |  | 68.96 |  | 30033
30034 | SPN 8 way............................................................................................................................................................................... | [18 empty] | 751.93 |  |  | 23.65 |  |  | 28.90 |  | 92.15 |  | 30034
30/2
30 | ELECTRICAL INSTALLATION - MISCELLANEOUS | [16 empty] | 30
Item | Item
DISTRIBUTION BOARDS (CONT'D)
Take | [24 empty] | Take
Supply | [22 empty] | down |  | down |  |  | Fix
MCB distribution boards, metal clad, to IEC 60439-3, surface mounting split bar | [16 empty] | and | [5 empty] | and |  | and set |  |  | only
board with 80/ 100A DP switch and 60/ 80A, 30 mA RCD for MCBs to IEC 60898 | [17 empty] | fix |  |  |  |  | clear |  | aside for
(excluding MCBs) : - | [5 empty] | away | [18 empty] | re-use
A | [22 empty] | B |  | C |  |  | D
Each |  |  | $ | [19 empty] | $ |  | $ |  |  | $
30035 | Single-phase 4 - 6 way............................................................................................................................................................ | [18 empty] | 789.51 |  |  | 17.82 |  |  | 21.98 |  | 69.10 |  | 30035
30036 | Single-phase 7 - 9 way............................................................................................................................................................ | [18 empty] | 841.18 |  |  | 23.71 |  |  | 28.95 |  | 92.32 |  | 30036
30037 | Single-phase 10 - 12 way........................................................................................................................................................ | [18 empty] | 902.06 |  |  | 32.60 |  |  | 41.14 |  | 130.00 |  | 30037
MCB distribution boards, metal clad, to IEC 60439-3, surface mounting with busbar
rated at not less than 200A for MCBs to IEC 60898 (excluding MCBs) : -
Each
30038 | TPN 4 way (Direct termination)............................................................................................................................................. | [18 empty] | 1,102.24 |  |  | 32.60 |  |  | 41.14 |  | 130.00 |  | 30038
30039 | TPN 4 way with 100A TP isolator......................................................................................................................................... | [18 empty] | 1,200.55 |  |  | 32.60 |  |  | 41.14 |  | 130.00 |  | 30039
30040 | TPN 6 way (Direct termination)............................................................................................................................................. | [18 empty] | 1,164.66 |  |  | 41.82 |  |  | 52.13 |  | 164.55 |  | 30040
30041 | TPN 6 way with 100A TP isolator......................................................................................................................................... | [18 empty] | 1,359.66 |  |  | 41.82 |  |  | 52.13 |  | 164.55 |  | 30041
30042 | TPN 8 way (Direct termination)............................................................................................................................................. | [18 empty] | 1,386.73 |  |  | 50.26 |  |  | 63.48 |  | 201.27 |  | 30042
30043 | TPN 8 way with 100A TP isolator......................................................................................................................................... | [18 empty] | 1,504.16 |  |  | 50.26 |  |  | 63.48 |  | 201.27 |  | 30043
30044 | TPN 10 way (Direct termination)........................................................................................................................................... | [18 empty] | 1,414.33 |  |  | 60.41 |  |  | 77.31 |  | 246.18 |  | 30044
30045 | TPN 10 way with 100A TP isolator....................................................................................................................................... | [18 empty] | 1,541.91 |  |  | 60.41 |  |  | 77.31 |  | 246.18 |  | 30045
30046 | TPN 12 way (Direct termination)........................................................................................................................................... | [18 empty] | 1,676.78 |  |  | 63.04 |  |  | 79.23 |  | 253.18 |  | 30046
30047 | TPN 12 way with 100A TP isolator....................................................................................................................................... | [18 empty] | 1,969.20 |  |  | 63.04 |  |  | 79.23 |  | 253.18 |  | 30047
30048 | TPN 14/ 16 way (Direct termination)..................................................................................................................................... | [18 empty] | 2,190.14 |  |  | 70.65 |  |  | 88.75 |  | 283.98 |  | 30048
30049 | TPN 14/ 16 way with 100A isolator....................................................................................................................................... | [18 empty] | 2,554.49 |  |  | 70.65 |  |  | 88.75 |  | 283.98 |  | 30049
30050 | TPN 18 way (Direct termination)........................................................................................................................................... | [18 empty] | 2,719.33 |  |  | 83.16 |  |  | 103.95 |  | 324.98 |  | 30050
30051 | TPN 18 way with 160A TP isolator....................................................................................................................................... | [18 empty] | 3,193.55 |  |  | 83.16 |  |  | 103.95 |  | 324.98 |  | 30051
MCB distribution board accessories : -
Each
30052 | Cable clamp............................................................................................................................................................................. | [18 empty] | 13.61 |  |  | 1.67 |  |  | 2.08 |  | 5.14 |  | 30052
30053 | Blanking plate......................................................................................................................................................................... | [18 empty] | 8.44 |  |  | 1.67 |  |  | 2.08 |  | 5.14 |  | 30053
30054 | Back plate for mounting 1 - 3 MCB....................................................................................................................................... | [18 empty] | 26.52 |  |  | 1.67 |  |  | 2.08 |  | 5.14 |  | 30054
30/3
30 | ELECTRICAL INSTALLATION - MISCELLANEOUS | [16 empty] | 30
Item | Item
DISTRIBUTION BOARDS (CONT'D)
Take | [24 empty] | Take
Supply | [22 empty] | down |  | down |  |  | Fix
Miniature circuit breakers to IEC 60898 with rated instantaneous tripping current of | [17 empty] | and |  |  |  |  | and |  | and set |  |  | only
Type B/ Type C classification and rated short circuit breaking capacity of at least | [16 empty] | fix | [5 empty] | clear |  | aside for
6000 short circuit rating. The rates shall include opening and closing of MCB board | [17 empty] | away | [6 empty] | re-use
covers or front plates, taking down and re-fixing of blanking plate where required : -
A | [22 empty] | B |  | C |  |  | D
Each |  |  | $ | [19 empty] | $ |  | $ |  |  | $
30055 | 5/ 10/ 16/ 20/ 32/ 40/ 50/ 63A SP........................................................................................................................................... | [18 empty] | 49.90 |  |  | 4.91 |  |  | 5.82 |  | 15.49 |  | 30055
30056 | 5/ 10/ 16/ 20/ 32/ 40/ 50/ 63A DP.......................................................................................................................................... | [18 empty] | 125.89 |  |  | 4.91 |  |  | 5.82 |  | 15.49 |  | 30056
30057 | 5/ 10/ 16/ 20/ 32/ 40/ 50/ 63A TP........................................................................................................................................... | [18 empty] | 223.77 |  |  | 7.49 |  |  | 8.96 |  | 23.73 |  | 30057
30058 | Complete set 40A lateral main MCB tap off unit.................................................................................................................. | [18 empty] | 433.49 |  |  | 10.01 |  |  | 12.54 |  | 40.06 |  | 30058
Isolating switches, all insulated for MCB board, include opening and closing of
MCB board cover/ front plates : -
Each
30059 | 30/ 32A DP.............................................................................................................................................................................. | [18 empty] | 133.68 |  |  | 9.82 |  |  | 11.85 |  | 30.75 |  | 30059
30060 | 60/ 63A DP.............................................................................................................................................................................. | [18 empty] | 139.07 |  |  | 9.82 |  |  | 11.85 |  | 30.75 |  | 30060
30061 | 100A DP.................................................................................................................................................................................. | [18 empty] | 178.95 |  |  | 11.18 |  |  | 13.25 |  | 35.17 |  | 30061
30062 | 200A DP.................................................................................................................................................................................. | [18 empty] | 721.51 |  |  | 11.87 |  |  | 15.26 |  | 48.00 |  | 30062
30063 | 63A TP.................................................................................................................................................................................... | [18 empty] | 196.48 |  |  | 11.18 |  |  | 13.25 |  | 35.17 |  | 30063
30064 | 100/ 125A TP.......................................................................................................................................................................... | [18 empty] | 241.77 |  |  | 11.18 |  |  | 13.25 |  | 35.17 |  | 30064
30065 | 160/ 200A TP.......................................................................................................................................................................... | [18 empty] | 1,078.16 |  |  | 11.87 |  |  | 15.26 |  | 48.00 |  | 30065
30/4
30 | ELECTRICAL INSTALLATION - MISCELLANEOUS | [16 empty] | 30
Item | Item
DISTRIBUTION BOARDS (CONT'D) | [11 empty] | Take | [12 empty] | Take
Supply | [22 empty] | down |  | down |  |  | Fix
and | [22 empty] | and |  | and set |  |  | only
MCCB distribution boards to IEC 60439-1 and 60439-3 surface mounting with | [16 empty] | fix | [5 empty] | clear |  | aside for
moulded-case isolating switch, suitable for MCCB to IEC 60947-2 : - | [16 empty] | away | [7 empty] | re-use
A | [22 empty] | B |  | C |  |  | D
Each |  |  | $ | [19 empty] | $ |  | $ |  |  | $
30066 | 100A TPN 4 way..................................................................................................................................................................... | [18 empty] | 3,366.40 |  |  | 41.51 |  |  | 51.73 |  | 163.28 |  | 30066
30067 | 200A TPN 4 way..................................................................................................................................................................... | [18 empty] | 3,581.28 |  |  | 41.51 |  |  | 51.73 |  | 163.28 |  | 30067
30068 | 250A TPN 4 way..................................................................................................................................................................... | [18 empty] | 3,832.33 |  |  | 41.51 |  |  | 51.73 |  | 163.28 |  | 30068
30069 | 300A TPN 4 way..................................................................................................................................................................... | [18 empty] | 4,110.41 |  |  | 41.51 |  |  | 51.73 |  | 163.28 |  | 30069
30070 | 400A TPN 4 way..................................................................................................................................................................... | [18 empty] | 4,553.93 |  |  | 41.51 |  |  | 51.73 |  | 163.28 |  | 30070
30071 | 600A TPN 4 way..................................................................................................................................................................... | [18 empty] | 5,640.25 |  |  | 41.51 |  |  | 51.73 |  | 163.28 |  | 30071
30072 | 800A TPN 4 way..................................................................................................................................................................... | [18 empty] | 6,321.42 |  |  | 41.51 |  |  | 51.73 |  | 163.28 |  | 30072
30073 | 200A TPN 6 way..................................................................................................................................................................... | [18 empty] | 4,507.10 |  |  | 49.90 |  |  | 63.00 |  | 199.72 |  | 30073
30074 | 250A TPN 6 way..................................................................................................................................................................... | [18 empty] | 4,654.79 |  |  | 49.90 |  |  | 63.00 |  | 199.72 |  | 30074
30075 | 300A TPN 6 way..................................................................................................................................................................... | [18 empty] | 4,992.54 |  |  | 49.90 |  |  | 63.00 |  | 199.72 |  | 30075
30076 | 400A TPN 6 way..................................................................................................................................................................... | [18 empty] | 5,651.08 |  |  | 49.90 |  |  | 63.00 |  | 199.72 |  | 30076
30077 | 600A TPN 6 way..................................................................................................................................................................... | [18 empty] | 6,060.89 |  |  | 49.90 |  |  | 63.00 |  | 199.72 |  | 30077
30078 | 800A TPN 6 way..................................................................................................................................................................... | [18 empty] | 6,707.79 |  |  | 49.90 |  |  | 63.00 |  | 199.72 |  | 30078
30079 | 100A TPN 8 way..................................................................................................................................................................... | [18 empty] | 5,416.53 |  |  | 63.99 |  |  | 80.58 |  | 254.34 |  | 30079
30080 | 200A TPN 8 way..................................................................................................................................................................... | [18 empty] | 5,513.36 |  |  | 63.99 |  |  | 80.58 |  | 254.34 |  | 30080
30081 | 250A TPN 8 way..................................................................................................................................................................... | [18 empty] | 5,880.33 |  |  | 63.99 |  |  | 80.58 |  | 254.34 |  | 30081
30082 | 300A TPN 8 way..................................................................................................................................................................... | [18 empty] | 6,149.31 |  |  | 63.99 |  |  | 80.58 |  | 254.34 |  | 30082
30083 | 400A TPN 8 way..................................................................................................................................................................... | [18 empty] | 6,780.82 |  |  | 63.99 |  |  | 80.58 |  | 254.34 |  | 30083
30084 | 600A TPN 8 way..................................................................................................................................................................... | [18 empty] | 7,689.47 |  |  | 63.99 |  |  | 80.58 |  | 254.34 |  | 30084
30085 | 800A TPN 8 way..................................................................................................................................................................... | [18 empty] | 8,539.73 |  |  | 63.99 |  |  | 80.58 |  | 254.34 |  | 30085
30086 | 300A TPN 10 way................................................................................................................................................................... | [18 empty] | 7,135.92 |  |  | 77.57 |  |  | 97.54 |  | 308.01 |  | 30086
30087 | 400A TPN 10 way................................................................................................................................................................... | [18 empty] | 7,629.26 |  |  | 77.57 |  |  | 97.54 |  | 308.01 |  | 30087
30088 | 600A TPN 10 way................................................................................................................................................................... | [18 empty] | 8,538.55 |  |  | 77.57 |  |  | 97.54 |  | 308.01 |  | 30088
30089 | 300A TPN 12 way................................................................................................................................................................... | [18 empty] | 8,094.76 |  |  | 90.84 |  |  | 113.56 |  | 360.69 |  | 30089
30090 | 400A TPN 12 way................................................................................................................................................................... | [18 empty] | 8,575.51 |  |  | 90.84 |  |  | 113.56 |  | 360.69 |  | 30090
30091 | 600A TPN 12 way................................................................................................................................................................... | [18 empty] | 9,826.91 |  |  | 90.84 |  |  | 113.56 |  | 360.69 |  | 30091
30092 | 600A TPN 14 way................................................................................................................................................................... | [18 empty] | 10,934.82 |  |  | 104.80 |  |  | 131.33 |  | 417.14 |  | 30092
30/5
30 | ELECTRICAL INSTALLATION - MISCELLANEOUS | [16 empty] | 30
Item | Item
MOULDED CASE CIRCUIT BREAKERS | [12 empty] | Take | [11 empty] | Take
Supply | [22 empty] | down |  | down |  |  | Fix
and | [22 empty] | and |  | and set |  |  | only
TP moulded case circuit breaker (MCCB), 23 kA breaking capacity and type-tested to | [17 empty] | fix |  |  |  |  | clear |  | aside for
IEC 60947-2 of the rated current : - | [9 empty] | away | [14 empty] | re-use
A | [22 empty] | B |  | C |  |  | D
Each |  |  | $ | [19 empty] | $ |  | $ |  |  | $
30093 | 15/ 20/ 30/ 32A....................................................................................................................................................................... | [18 empty] | 667.81 |  |  | 22.15 |  |  | 28.00 |  | 88.18 |  | 30093
30094 | 40/ 50/ 60/ 63A....................................................................................................................................................................... | [18 empty] | 696.94 |  |  | 28.52 |  |  | 35.76 |  | 115.22 |  | 30094
30095 | 75/ 100A.................................................................................................................................................................................. | [18 empty] | 714.15 |  |  | 32.48 |  |  | 40.99 |  | 129.91 |  | 30095
30096 | 225/ 300A................................................................................................................................................................................ | [18 empty] | 2,201.60 |  |  | 32.48 |  |  | 40.99 |  | 129.91 |  | 30096
30097 | 400A........................................................................................................................................................................................ | [18 empty] | 2,475.84 |  |  | 32.48 |  |  | 40.99 |  | 129.91 |  | 30097
TP moulded case circuit breaker (MCCB) c/w shunt trip coil for external tripping or
connection, 40 kA breaking capacity and type-tested to IEC 60947-2 of the rated
current : -
Each
30098 | 30/ 32/ 40/ 50A....................................................................................................................................................................... | [18 empty] | 1,030.56 |  |  | 24.80 |  |  | 31.20 |  | 98.12 |  | 30098
30099 | 60/ 63/ 75/ 100A..................................................................................................................................................................... | [18 empty] | 1,060.04 |  |  | 32.48 |  |  | 40.99 |  | 129.91 |  | 30099
30100 | 125/ 150/ 175/ 200/ 225A....................................................................................................................................................... | [18 empty] | 1,509.94 |  |  | 32.48 |  |  | 40.99 |  | 129.91 |  | 30100
30101 | 250/ 300/ 315/ 350/ 400A....................................................................................................................................................... | [18 empty] | 3,335.18 |  |  | 32.48 |  |  | 40.99 |  | 129.91 |  | 30101
30102 | 500/ 600/ 630A....................................................................................................................................................................... | [18 empty] | 4,572.98 |  |  | 38.33 |  |  | 48.24 |  | 152.04 |  | 30102
TP moulded case circuit breaker (MCCB) c/w shunt trip coil for external tripping or
connection, 50 kA breaking capacity and type-tested to IEC 60947-2 of the rated
current : -
Each
30103 | 250 - 400A............................................................................................................................................................................... | [18 empty] | 4,375.20 |  |  | 32.48 |  |  | 40.99 |  | 129.91 |  | 30103
30104 | 500 - 600A............................................................................................................................................................................... | [18 empty] | 5,633.01 |  |  | 38.33 |  |  | 48.24 |  | 152.04 |  | 30104
30105 | 630 - 800A............................................................................................................................................................................... | [18 empty] | 6,737.21 |  |  | 43.02 |  |  | 54.86 |  | 174.20 |  | 30105
TPN moulded case circuit breaker (MCCB) c/w shunt trip coil for external tripping
or connection, 23 kA breaking capacity and type-tested to IEC 60947-2 of the rated
current : -
Each
30106 | 15/ 20/ 30/ 32A....................................................................................................................................................................... | [18 empty] | 728.61 |  |  | 22.15 |  |  | 28.00 |  | 88.18 |  | 30106
30107 | 40/ 50/ 60/ 63A....................................................................................................................................................................... | [18 empty] | 758.45 |  |  | 28.52 |  |  | 35.76 |  | 115.22 |  | 30107
30108 | 75/ 100A.................................................................................................................................................................................. | [18 empty] | 774.32 |  |  | 32.48 |  |  | 40.99 |  | 129.91 |  | 30108
30109 | 225/ 300A................................................................................................................................................................................ | [18 empty] | 3,326.86 |  |  | 32.48 |  |  | 40.99 |  | 129.91 |  | 30109
30110 | 400A........................................................................................................................................................................................ | [18 empty] | 3,816.77 |  |  | 32.48 |  |  | 40.99 |  | 129.91 |  | 30110
30/6
30 | ELECTRICAL INSTALLATION - MISCELLANEOUS | [16 empty] | 30
Item | Item
MOULDED CASE CIRCUIT BREAKERS (CONT'D) | [14 empty] | Take | [9 empty] | Take
Supply | [22 empty] | down |  | down |  |  | Fix
and | [22 empty] | and |  | and set |  |  | only
SP moulded case circuit breaker (MCCB), 23 kA breaking capacity and type-tested to | [17 empty] | fix |  |  |  |  | clear |  | aside for
IEC 60947-2 of the rated current : - | [9 empty] | away | [14 empty] | re-use
A | [22 empty] | B |  | C |  |  | D
Each |  |  | $ | [19 empty] | $ |  | $ |  |  | $
30111 | 15/ 20/ 30/ 32A....................................................................................................................................................................... | [18 empty] | 512.60 |  |  | 22.11 |  |  | 27.95 |  | 87.98 |  | 30111
30112 | 40/ 50/ 60/ 63A....................................................................................................................................................................... | [18 empty] | 584.72 |  |  | 28.47 |  |  | 35.66 |  | 114.99 |  | 30112
TPN moulded case circuit breaker (MCCB) c/w shunt trip coil for external tripping
or connection, 40 kA breaking capacity and type-tested to IEC 60947-2 of the rated current : -
Each
30113 | Up to 50A................................................................................................................................................................................ | [18 empty] | 1,331.28 |  |  | 24.75 |  |  | 31.14 |  | 97.92 |  | 30113
30114 | 50A to 100A............................................................................................................................................................................ | [18 empty] | 1,374.52 |  |  | 32.42 |  |  | 40.91 |  | 129.66 |  | 30114
30115 | 100A to 250A.......................................................................................................................................................................... | [18 empty] | 1,937.93 |  |  | 32.42 |  |  | 40.91 |  | 129.66 |  | 30115
30116 | 250A to 400A.......................................................................................................................................................................... | [18 empty] | 3,550.68 |  |  | 32.42 |  |  | 40.91 |  | 129.66 |  | 30116
30117 | 400A to 630A.......................................................................................................................................................................... | [18 empty] | 5,105.54 |  |  | 38.25 |  |  | 48.14 |  | 151.74 |  | 30117
TPN moulded case circuit breaker (MCCB) c/w shunt trip coil for external tripping
or connection, 50 kA breaking capacity and type-tested to IEC 60947-2 of the rated current : -
Each
30118 | 250 to 400A............................................................................................................................................................................. | [18 empty] | 5,646.37 |  |  | 32.42 |  |  | 40.91 |  | 129.66 |  | 30118
30119 | 500 to 600A............................................................................................................................................................................. | [18 empty] | 7,505.77 |  |  | 38.25 |  |  | 48.14 |  | 151.74 |  | 30119
30120 | 600 to 800A............................................................................................................................................................................. | [18 empty] | 8,913.76 |  |  | 42.94 |  |  | 54.78 |  | 173.86 |  | 30120
Metal box for TPN MCCB : -
Each
30121 | Metal box for TPN MCCB up to 100A.................................................................................................................................. | [18 empty] | 321.20 |  |  | 13.33 |  |  | 16.59 |  | 49.61 |  | 30121
30122 | Metal box for TPN MCCB of 100A to 225A......................................................................................................................... | [18 empty] | 477.96 |  |  | 13.33 |  |  | 16.59 |  | 49.61 |  | 30122
30123 | Metal box for TPN MCCB of 225A to 400A......................................................................................................................... | [18 empty] | 634.06 |  |  | 19.44 |  |  | 24.46 |  | 76.63 |  | 30123
30124 | Metal box for TPN MCCB of 400A to 800A......................................................................................................................... | [18 empty] | 1,202.72 |  |  | 19.44 |  |  | 24.46 |  | 76.63 |  | 30124
IDMT earth fault relay : -
Each
30125 | IDMT earth fault relay c/w necessary current transformers, accessories and interconnections
etc. including site test to be witnessed and to the satisfaction of the supply company ........................................................ | [19 empty] | 5,436.32 |  |  | 38.25 |  |  | 48.14 |  | 151.74 |  | 30125
30/7
30 | ELECTRICAL INSTALLATION - MISCELLANEOUS | [16 empty] | 30
Item | Item
MOULDED CASE CIRCUIT BREAKERS (CONT'D) | [14 empty] | Take | [9 empty] | Take
Supply | [22 empty] | down |  | down |  |  | Fix
and | [22 empty] | and |  | and set |  |  | only
Metal box for IDMT relay : - | [9 empty] | fix | [12 empty] | clear |  | aside for
away | [24 empty] | re-use
A | [22 empty] | B |  | C |  |  | D
Each |  |  | $ | [19 empty] | $ |  | $ |  |  | $
30126 | Metal box for TPN MCCB up to 100A & IDMT relay.......................................................................................................... | [18 empty] | 578.13 |  |  | 19.72 |  |  | 24.72 |  | 77.86 |  | 30126
30127 | Metal box for TPN MCCB of 100A to 225A & IDMT relay................................................................................................. | [18 empty] | 721.99 |  |  | 19.72 |  |  | 24.72 |  | 77.86 |  | 30127
30128 | Metal box for TPN MCCB of 225A to 400A & IDMT relay................................................................................................. | [18 empty] | 924.29 |  |  | 19.72 |  |  | 24.72 |  | 77.86 |  | 30128
30129 | Metal box for TPN MCCB of 400A to 800A & IDMT relay................................................................................................. | [18 empty] | 937.77 |  |  | 19.72 |  |  | 24.72 |  | 77.86 |  | 30129
CONTACTORS |  |  |  |  | Take | [19 empty] | Take
Supply | [22 empty] | down |  | down |  |  | Fix
and | [22 empty] | and |  | and set |  |  | only
Contactors to IEC 60947-4-1 : - | [9 empty] | fix | [12 empty] | clear |  | aside for
away | [24 empty] | re-use
A | [22 empty] | B |  | C |  |  | D
Each |  |  | $ | [19 empty] | $ |  | $ |  |  | $
30130 | 40A or below TPN with 220/ 380V coil................................................................................................................................ | [18 empty] | 261.83 |  |  | 12.07 |  |  | 15.49 |  | 49.25 |  | 30130
30131 | 60A TPN with 220/ 380V coil................................................................................................................................................ | [18 empty] | 398.85 |  |  | 19.75 |  |  | 24.76 |  | 78.53 |  | 30131
30132 | 80/ 100A TPN with 220/ 380V coil....................................................................................................................................... | [18 empty] | 647.94 |  |  | 24.80 |  |  | 31.20 |  | 98.12 |  | 30132
30133 | Metal box for 40A or below TPN contactor........................................................................................................................... | [18 empty] | 173.90 |  |  | 14.82 |  |  | 18.68 |  | 56.97 |  | 30133
30134 | Metal box for 60A TPN contactor.......................................................................................................................................... | [18 empty] | 257.30 |  |  | 17.38 |  |  | 21.45 |  | 65.98 |  | 30134
30135 | Metal box for 80/ 100A TPN contactor.................................................................................................................................. | [18 empty] | 391.26 |  |  | 19.75 |  |  | 24.76 |  | 78.00 |  | 30135
BUSBAR CHAMBER UNITS AND ACCESSORIES | [14 empty] | Take | [9 empty] | Take
Supply | [22 empty] | down |  | down |  |  | Fix
and | [22 empty] | and |  | and set |  |  | only
Busbar chamber units, 4 full size solid drawn copper busbars, c/w cover and main | [16 empty] | fix | [5 empty] | clear |  | aside for
terminals : - |  |  |  | away | [20 empty] | re-use
A | [22 empty] | B |  | C |  |  | D
Each |  |  | $ | [19 empty] | $ |  | $ |  |  | $
30136 | 200A, 600 mm long................................................................................................................................................................ | [18 empty] | 2,268.44 |  |  | 88.09 |  |  | 111.00 |  | 331.10 |  | 30136
30137 | 200A 900 mm long................................................................................................................................................................. | [18 empty] | 2,677.81 |  |  | 123.96 |  |  | 154.65 |  | 467.84 |  | 30137
30138 | 200A, 1200 mm long.............................................................................................................................................................. | [18 empty] | 3,146.37 |  |  | 149.66 |  |  | 188.06 |  | 563.97 |  | 30138
30139 | 200A, 1500 mm long.............................................................................................................................................................. | [18 empty] | 3,945.60 |  |  | 161.41 |  |  | 203.23 |  | 603.13 |  | 30139
30140 | 300A, 600 mm long................................................................................................................................................................ | [18 empty] | 2,335.80 |  |  | 88.09 |  |  | 111.00 |  | 331.10 |  | 30140
30141 | 300A, 900 mm long................................................................................................................................................................ | [18 empty] | 2,765.38 |  |  | 123.96 |  |  | 154.65 |  | 467.84 |  | 30141
30142 | 300A, 1200 mm long.............................................................................................................................................................. | [18 empty] | 3,331.63 |  |  | 149.66 |  |  | 188.06 |  | 563.97 |  | 30142
30143 | 300A, 1500 mm long.............................................................................................................................................................. | [18 empty] | 4,195.22 |  |  | 161.41 |  |  | 203.23 |  | 603.13 |  | 30143
30/8
30 | ELECTRICAL INSTALLATION - MISCELLANEOUS | [16 empty] | 30
Item | Item
BUSBAR CHAMBER UNITS AND ACCESSORIES (CONT'D) | [16 empty] | Take | [7 empty] | Take
Supply | [22 empty] | down |  | down |  |  | Fix
and | [22 empty] | and |  | and set |  |  | only
Busbar chamber units, 4 full size solid drawn copper busbars, c/w cover and main | [16 empty] | fix | [5 empty] | clear |  | aside for
terminals : - (Cont'd) | [5 empty] | away | [18 empty] | re-use
A | [22 empty] | B |  | C |  |  | D
Each |  |  | $ | [19 empty] | $ |  | $ |  |  | $
30144 | 400A, 600 mm long................................................................................................................................................................ | [18 empty] | 2,532.94 |  |  | 88.09 |  |  | 111.00 |  | 331.10 |  | 30144
30145 | 400A, 900 mm long................................................................................................................................................................ | [18 empty] | 3,031.47 |  |  | 123.96 |  |  | 154.65 |  | 467.84 |  | 30145
30146 | 400A, 1200 mm long.............................................................................................................................................................. | [18 empty] | 4,287.01 |  |  | 149.66 |  |  | 188.06 |  | 563.97 |  | 30146
30147 | 400A, 1500 mm long.............................................................................................................................................................. | [18 empty] | 5,074.06 |  |  | 161.41 |  |  | 203.23 |  | 603.13 |  | 30147
30148 | 500A, 600 mm long................................................................................................................................................................ | [18 empty] | 2,905.96 |  |  | 88.09 |  |  | 111.00 |  | 331.10 |  | 30148
30149 | 500A, 900 mm long................................................................................................................................................................ | [18 empty] | 3,501.75 |  |  | 123.96 |  |  | 154.65 |  | 467.84 |  | 30149
30150 | 500A, 1200 mm long.............................................................................................................................................................. | [18 empty] | 5,026.01 |  |  | 149.66 |  |  | 188.06 |  | 563.97 |  | 30150
30151 | 500A, 1500 mm long.............................................................................................................................................................. | [18 empty] | 5,576.74 |  |  | 161.41 |  |  | 203.23 |  | 603.13 |  | 30151
30152 | 630A, 600 mm long................................................................................................................................................................ | [18 empty] | 3,354.39 |  |  | 149.36 |  |  | 187.69 |  | 562.87 |  | 30152
30153 | 630A, 900 mm long................................................................................................................................................................ | [18 empty] | 4,073.71 |  |  | 185.21 |  |  | 233.19 |  | 699.55 |  | 30153
30154 | 630A, 1200 mm long.............................................................................................................................................................. | [18 empty] | 5,499.51 |  |  | 216.21 |  |  | 272.53 |  | 816.68 |  | 30154
30155 | 630A, 1500 mm long.............................................................................................................................................................. | [18 empty] | 6,382.02 |  |  | 250.36 |  |  | 313.97 |  | 945.36 |  | 30155
30156 | 800A, 600 mm long................................................................................................................................................................ | [18 empty] | 3,736.85 |  |  | 149.36 |  |  | 187.69 |  | 562.87 |  | 30156
30157 | 800A, 900 mm long................................................................................................................................................................ | [18 empty] | 4,810.99 |  |  | 185.21 |  |  | 233.19 |  | 699.55 |  | 30157
30158 | 800A, 1200 mm long.............................................................................................................................................................. | [18 empty] | 6,048.21 |  |  | 216.21 |  |  | 272.53 |  | 816.68 |  | 30158
30159 | 800A, 1500 mm long.............................................................................................................................................................. | [18 empty] | 7,323.66 |  |  | 250.36 |  |  | 313.97 |  | 945.36 |  | 30159
Cover for busbar chamber unit of the following length and rating between 200A
and 800A : -
Each
30160 | 600 mm.................................................................................................................................................................................... | [18 empty] | 337.39 |  |  | 7.64 |  |  | 9.00 |  | 23.48 |  | 30160
30161 | 900 mm ................................................................................................................................................................................... | [18 empty] | 393.55 |  |  | 7.64 |  |  | 9.00 |  | 23.48 |  | 30161
30162 | 1200 mm.................................................................................................................................................................................. | [18 empty] | 467.81 |  |  | 7.64 |  |  | 9.00 |  | 23.48 |  | 30162
30163 | 1500 mm.................................................................................................................................................................................. | [18 empty] | 531.90 |  |  | 7.64 |  |  | 9.00 |  | 23.48 |  | 30163
Busbar clamp : -
Each
30164 | 160A........................................................................................................................................................................................ | [18 empty] | 104.60 |  |  | 2.63 |  |  | 3.30 |  | 10.30 |  | 30164
30165 | 160A to 400A.......................................................................................................................................................................... | [18 empty] | 192.20 |  |  | 2.79 |  |  | 3.60 |  | 11.44 |  | 30165
30166 | 400A to 800A.......................................................................................................................................................................... | [18 empty] | 266.39 |  |  | 3.18 |  |  | 4.02 |  | 12.43 |  | 30166
30/9
30 | ELECTRICAL INSTALLATION - MISCELLANEOUS | [16 empty] | 30
Item | Item
BUSBAR CHAMBER UNITS AND ACCESSORIES (CONT'D) | [16 empty] | Take | [7 empty] | Take
Supply | [22 empty] | down |  | down |  |  | Fix
and | [22 empty] | and |  | and set |  |  | only
Cable clamps and brass cable sockets for use with busbar chambers : - | [16 empty] | fix | [5 empty] | clear |  | aside for
away | [24 empty] | re-use
A | [22 empty] | B |  | C |  |  | D
Each |  |  | $ | [19 empty] | $ |  | $ |  |  | $
30167 | 32A/ 63A................................................................................................................................................................................. | [18 empty] | 81.47 |  |  | 2.63 |  |  | 3.15 |  | 8.09 |  | 30167
30168 | 100A........................................................................................................................................................................................ | [18 empty] | 106.42 |  |  | 2.63 |  |  | 3.15 |  | 8.09 |  | 30168
30169 | 160A........................................................................................................................................................................................ | [18 empty] | 110.74 |  |  | 4.21 |  |  | 5.10 |  | 12.97 |  | 30169
30170 | 200A ....................................................................................................................................................................................... | [18 empty] | 117.18 |  |  | 4.95 |  |  | 5.88 |  | 15.25 |  | 30170
30171 | 315A ....................................................................................................................................................................................... | [18 empty] | 132.04 |  |  | 5.88 |  |  | 7.24 |  | 18.39 |  | 30171
30172 | 400A ....................................................................................................................................................................................... | [18 empty] | 203.69 |  |  | 6.82 |  |  | 8.37 |  | 23.29 |  | 30172
30173 | 500A ....................................................................................................................................................................................... | [18 empty] | 224.89 |  |  | 7.50 |  |  | 9.05 |  | 25.60 |  | 30173
30174 | 630A ....................................................................................................................................................................................... | [18 empty] | 227.49 |  |  | 8.44 |  |  | 10.11 |  | 28.28 |  | 30174
30175 | 800A ....................................................................................................................................................................................... | [18 empty] | 287.11 |  |  | 10.67 |  |  | 13.10 |  | 36.00 |  | 30175
Connection flanges (including cutting and drilling busbar chamber, assembly of
switch to flange, and flange to busbar chamber with provision and installation of
interconnections as necessary) : -
Each
30176 | SPN 32A/ 63A........................................................................................................................................................................ | [18 empty] | 104.52 |  |  | 9.95 |  |  | 11.99 |  | 40.20 |  | 30176
30177 | SPN 100A................................................................................................................................................................................ | [18 empty] | 131.52 |  |  | 13.23 |  |  | 16.39 |  | 52.37 |  | 30177
30178 | TPN 32A................................................................................................................................................................................. | [18 empty] | 127.03 |  |  | 11.87 |  |  | 15.14 |  | 48.54 |  | 30178
30179 | TPN 63A................................................................................................................................................................................. | [18 empty] | 159.38 |  |  | 12.64 |  |  | 15.77 |  | 49.64 |  | 30179
30180 | TPN 100A............................................................................................................................................................................... | [18 empty] | 201.87 |  |  | 15.16 |  |  | 19.65 |  | 60.19 |  | 30180
30181 | TPN 160/ 200A....................................................................................................................................................................... | [18 empty] | 244.70 |  |  | 18.26 |  |  | 23.53 |  | 72.70 |  | 30181
30182 | TPN 300/ 315A....................................................................................................................................................................... | [18 empty] | 307.03 |  |  | 24.89 |  |  | 31.42 |  | 99.45 |  | 30182
30183 | TPN 400/ 500A....................................................................................................................................................................... | [18 empty] | 345.99 |  |  | 31.09 |  |  | 38.94 |  | 123.24 |  | 30183
30184 | TPN 600/ 630/ 800A............................................................................................................................................................... | [18 empty] | 390.08 |  |  | 37.84 |  |  | 47.54 |  | 150.19 |  | 30184
Porcelain support for busbar or for use in link box : -
Each
30185 | Not exceeding 300A................................................................................................................................................................ | [18 empty] | 28.64 |  |  | 4.76 |  |  | 6.60 |  | 18.33 |  | 30185
30186 | 300A - 500A............................................................................................................................................................................ | [18 empty] | 36.29 |  |  | 6.11 |  |  | 7.72 |  | 23.38 |  | 30186
30187 | 500A - 1000A.......................................................................................................................................................................... | [18 empty] | 49.74 |  |  | 7.33 |  |  | 9.33 |  | 28.48 |  | 30187
30/10
30 | ELECTRICAL INSTALLATION - MISCELLANEOUS | [16 empty] | 30
Item | Item
BUSBAR CHAMBER UNITS AND ACCESSORIES (CONT'D) | [16 empty] | Take | [7 empty] | Take
Supply | [22 empty] | down |  | down |  |  | Fix
and | [22 empty] | and |  | and set |  |  | only
Cable entry/ conduit box of approved type for switchfuses, all necessary work including | [17 empty] | fix |  |  |  |  | clear |  | aside for
cutting and drilling of trunking, assembly and connection of switchfuses, etc. : - | [16 empty] | away | [7 empty] | re-use
A | [22 empty] | B |  | C |  |  | D
Each |  |  | $ | [19 empty] | $ |  | $ |  |  | $
30188 | TPN 160/ 200A....................................................................................................................................................................... | [18 empty] | 286.79 |  |  | 24.89 |  |  | 31.42 |  | 99.45 |  | 30188
30189 | TPN 315A............................................................................................................................................................................... | [18 empty] | 343.41 |  |  | 31.09 |  |  | 38.94 |  | 123.24 |  | 30189
30190 | TPN 400/ 500A....................................................................................................................................................................... | [18 empty] | 438.46 |  |  | 37.84 |  |  | 47.54 |  | 150.19 |  | 30190
30191 | TPN 630/ 800A....................................................................................................................................................................... | [18 empty] | 543.12 |  |  | 44.40 |  |  | 55.42 |  | 175.27 |  | 30191
Insulating sheet as paxolin or ebonite, etc., used in conjunction with distribution
boxes and switch gear (to be drilled and cut to shape as required) : -
Per square metre
30192 | 1.5 mm thick............................................................................................................................................................................ | [18 empty] | 254.79 |  |  | 29.30 |  |  | 36.61 |  | 114.69 |  | 30192
30193 | 3 mm thick............................................................................................................................................................................... | [18 empty] | 383.03 |  |  | 39.34 |  |  | 49.26 |  | 153.10 |  | 30193
30194 | 7 mm thick............................................................................................................................................................................... | [18 empty] | 648.68 |  |  | 49.26 |  |  | 61.24 |  | 190.56 |  | 30194
30195 | 10 mm thick............................................................................................................................................................................. | [18 empty] | 871.01 |  |  | 59.38 |  |  | 73.79 |  | 229.33 |  | 30195
30196 | 12 mm thick............................................................................................................................................................................. | [18 empty] | 1,216.02 |  |  | 78.70 |  |  | 98.37 |  | 306.63 |  | 30196
30197 | 20 mm thick............................................................................................................................................................................. | [18 empty] | 1,486.53 |  |  | 98.37 |  |  | 122.13 |  | 384.05 |  | 30197
30198 | 25 mm thick............................................................................................................................................................................. | [18 empty] | 1,767.23 |  |  | 103.12 |  |  | 128.50 |  | 402.09 |  | 30198
30/11
30 | ELECTRICAL INSTALLATION - MISCELLANEOUS | [16 empty] | 30
Item | Item
RESIDUAL CURRENT CIRCUIT BREAKERS | [14 empty] | Take | [9 empty] | Take
Supply | [22 empty] | down |  | down |  |  | Fix
and | [22 empty] | and |  | and set |  |  | only
Residual current operated circuit breaker (RCCB) to IEC 61008-1 with minimum rated | [17 empty] | fix |  |  |  |  | clear |  | aside for
short circuit breaking capacity of 3 kA : - | [9 empty] | away | [14 empty] | re-use
A | [22 empty] | B |  | C |  |  | D
Each |  |  | $ | [19 empty] | $ |  | $ |  |  | $
30199 | 25/ 32/ 40A DP, 30 mA trip.................................................................................................................................................... | [18 empty] | 265.68 |  |  | 10.00 |  |  | 11.50 |  | 32.14 |  | 30199
30200 | 25/ 32/ 40A DP, 100 mA trip................................................................................................................................................. | [18 empty] | 387.85 |  |  | 11.00 |  |  | 12.64 |  | 34.42 |  | 30200
30201 | 25/ 32/ 40A DP, 300 mA trip................................................................................................................................................. | [18 empty] | 566.24 |  |  | 11.00 |  |  | 12.64 |  | 34.42 |  | 30201
30202 | 63A DP, 30 mA trip................................................................................................................................................................ | [18 empty] | 358.20 |  |  | 10.00 |  |  | 11.50 |  | 32.14 |  | 30202
30203 | 80A DP, 30 mA trip................................................................................................................................................................ | [18 empty] | 587.73 |  |  | 10.00 |  |  | 11.50 |  | 32.14 |  | 30203
30204 | 100A DP, 30 mA trip.............................................................................................................................................................. | [18 empty] | 824.11 |  |  | 10.00 |  |  | 11.50 |  | 32.14 |  | 30204
30205 | 10/ 13/ 16/ 20/ 25/ 32/ 40A TPN, 30 mA trip........................................................................................................................ | [18 empty] | 409.63 |  |  | 14.82 |  |  | 18.77 |  | 59.02 |  | 30205
30206 | 25/ 40A TPN, 100 mA trip..................................................................................................................................................... | [18 empty] | 420.23 |  |  | 14.82 |  |  | 18.77 |  | 59.02 |  | 30206
30207 | 63A TPN, 30 mA trip.............................................................................................................................................................. | [18 empty] | 426.42 |  |  | 14.82 |  |  | 18.77 |  | 59.02 |  | 30207
30208 | 63A TPN, 100 mA trip............................................................................................................................................................ | [18 empty] | 447.86 |  |  | 14.82 |  |  | 18.77 |  | 59.02 |  | 30208
30209 | 63A TPN, 300/ 500 mA trip................................................................................................................................................... | [18 empty] | 571.86 |  |  | 14.82 |  |  | 18.77 |  | 59.02 |  | 30209
30210 | 100A TPN, 30 mA trip............................................................................................................................................................ | [18 empty] | 1,251.33 |  |  | 14.82 |  |  | 18.77 |  | 59.02 |  | 30210
30211 | 100A TPN, 100 mA trip......................................................................................................................................................... | [18 empty] | 1,303.23 |  |  | 14.82 |  |  | 18.77 |  | 59.02 |  | 30211
Residual current operated circuit breaker (RCCB) to IEC 61008-1 with minimum rated
short circuit breaking capacity of 22 - 40 kA : -
Each
30212 | 100A TPN, 500 mA trip......................................................................................................................................................... | [18 empty] | 2,624.93 |  |  | 19.52 |  |  | 24.38 |  | 78.02 |  | 30212
30213 | 200A TPN, 500 mA trip......................................................................................................................................................... | [18 empty] | 3,278.69 |  |  | 22.17 |  |  | 27.96 |  | 90.13 |  | 30213
30214 | 400A TPN, 500 mA trip......................................................................................................................................................... | [18 empty] | 3,967.19 |  |  | 24.91 |  |  | 31.45 |  | 100.73 |  | 30214
30/12
30 | ELECTRICAL INSTALLATION - MISCELLANEOUS | [16 empty] | 30
Item | Item
RESIDUAL CURRENT CIRCUIT BREAKERS (CONT'D) | [16 empty] | Take | [7 empty] | Take
Supply | [22 empty] | down |  | down |  |  | Fix
and | [22 empty] | and |  | and set |  |  | only
Metal box for RCCB, 10 to 100A SP/ DP : - | [11 empty] | fix | [10 empty] | clear |  | aside for
away | [24 empty] | re-use
A | [22 empty] | B |  | C |  |  | D
Each |  |  | $ | [19 empty] | $ |  | $ |  |  | $
30215 | 2 ways...................................................................................................................................................................................... | [18 empty] | 112.55 |  |  | 13.16 |  |  | 16.36 |  | 49.47 |  | 30215
30216 | 4 ways...................................................................................................................................................................................... | [18 empty] | 162.01 |  |  | 13.16 |  |  | 16.36 |  | 49.47 |  | 30216
30217 | 6 ways...................................................................................................................................................................................... | [18 empty] | 288.06 |  |  | 19.39 |  |  | 24.10 |  | 75.44 |  | 30217
30218 | 8 ways...................................................................................................................................................................................... | [18 empty] | 401.54 |  |  | 19.39 |  |  | 24.10 |  | 75.44 |  | 30218
30219 | 12 ways.................................................................................................................................................................................... | [18 empty] | 518.10 |  |  | 19.39 |  |  | 24.10 |  | 75.44 |  | 30219
Metal box for RCCB, 10 to 100A TP : -
Each
30220 | 2 ways...................................................................................................................................................................................... | [18 empty] | 160.06 |  |  | 13.16 |  |  | 16.36 |  | 49.47 |  | 30220
30221 | 4 ways...................................................................................................................................................................................... | [18 empty] | 370.39 |  |  | 13.16 |  |  | 16.36 |  | 49.47 |  | 30221
30222 | 6 ways...................................................................................................................................................................................... | [18 empty] | 533.39 |  |  | 19.39 |  |  | 24.10 |  | 75.44 |  | 30222
30223 | 8 ways...................................................................................................................................................................................... | [18 empty] | 638.11 |  |  | 19.39 |  |  | 24.10 |  | 75.44 |  | 30223
Residual current operated circuit breaker with integral over current protection (RCBO)
to IEC 61009 with rated instantaneous tripping current of Type B/ Type C classification
and minimum rated short circuit breaking capacity of 6kA : -
Each
30224 | 10/ 13/ 16/ 20/ 25/ 32/ 40A DP, 30 mA trip.......................................................................................................................... | [18 empty] | 270.47 |  |  | 9.94 |  |  | 11.42 |  | 31.96 |  | 30224
30/13
30 | ELECTRICAL INSTALLATION - MISCELLANEOUS | [16 empty] | 30
Item | Item
SWITCH AND FUSE GEAR | [9 empty] | Take | [14 empty] | Take
Supply | [22 empty] | down |  | down |  |  | Fix
and | [22 empty] | and |  | and set |  |  | only
Switch fuses, metal clad, surface mounting, c/w HRC fuses : - | [14 empty] | fix | [7 empty] | clear |  | aside for
away | [24 empty] | re-use
A | [22 empty] | B |  | C |  |  | D
Each |  |  | $ | [19 empty] | $ |  | $ |  |  | $
30225 | Switch fuse 20A, SPN............................................................................................................................................................ | [18 empty] | 508.09 |  |  | 15.40 |  |  | 19.27 |  | 57.70 |  | 30225
30226 | Ditto 32A, SPN....................................................................................................................................................................... | [18 empty] | 536.83 |  |  | 17.14 |  |  | 21.04 |  | 64.39 |  | 30226
30227 | Ditto 63A, SPN....................................................................................................................................................................... | [18 empty] | 613.03 |  |  | 21.72 |  |  | 27.30 |  | 82.77 |  | 30227
30228 | Ditto 100A, SPN..................................................................................................................................................................... | [18 empty] | 773.97 |  |  | 33.58 |  |  | 41.88 |  | 127.99 |  | 30228
30229 | Ditto 20A, TPN....................................................................................................................................................................... | [18 empty] | 653.64 |  |  | 19.52 |  |  | 24.52 |  | 75.38 |  | 30229
30230 | Ditto 32A, TPN....................................................................................................................................................................... | [18 empty] | 693.36 |  |  | 19.52 |  |  | 24.52 |  | 75.38 |  | 30230
30231 | Ditto 63A, TPN....................................................................................................................................................................... | [18 empty] | 836.62 |  |  | 33.92 |  |  | 42.64 |  | 127.99 |  | 30231
30232 | Ditto 100A, TPN..................................................................................................................................................................... | [18 empty] | 1,110.59 |  |  | 46.40 |  |  | 58.09 |  | 178.23 |  | 30232
Neutral terminal : -
Each
30233 | Neutral terminal for switchfuse 15A/ 30A............................................................................................................................. | [18 empty] | 62.66 |  |  | 5.07 |  |  | 6.23 |  | 15.63 |  | 30233
30234 | Neutral terminal for switchfuse 60A...................................................................................................................................... | [18 empty] | 68.15 |  |  | 6.60 |  |  | 7.89 |  | 19.83 |  | 30234
30235 | Neutral terminal for switchfuse 100A.................................................................................................................................... | [18 empty] | 84.49 |  |  | 9.18 |  |  | 11.36 |  | 33.22 |  | 30235
Fuse switches, metal clad, c/w conduit boxes, busbar chamber connection flanges
and HRC fuses : -
Each
30236 | 160A, TPN.............................................................................................................................................................................. | [18 empty] | 1,705.85 |  |  | 55.68 |  |  | 69.58 |  | 210.14 |  | 30236
30237 | 200A, TPN.............................................................................................................................................................................. | [18 empty] | 1,986.31 |  |  | 55.68 |  |  | 69.58 |  | 210.14 |  | 30237
30238 | 300A, TPN.............................................................................................................................................................................. | [18 empty] | 3,694.07 |  |  | 89.05 |  |  | 111.06 |  | 337.30 |  | 30238
30239 | 400A, TPN.............................................................................................................................................................................. | [18 empty] | 4,395.18 |  |  | 111.39 |  |  | 139.18 |  | 415.85 |  | 30239
30240 | 600A, TPN.............................................................................................................................................................................. | [18 empty] | 6,249.86 |  |  | 131.24 |  |  | 162.71 |  | 489.38 |  | 30240
30241 | 800A, TPN.............................................................................................................................................................................. | [18 empty] | 8,187.65 |  |  | 149.21 |  |  | 187.91 |  | 564.85 |  | 30241
Switch fuses all insulated SPN surface mounting, back or side entry c/w IEC 60269-1
fuses : -
Each
30242 | 20A - 80A................................................................................................................................................................................ | [18 empty] | 550.76 |  |  | 17.07 |  |  | 20.96 |  | 64.12 |  | 30242
30/14
30 | ELECTRICAL INSTALLATION - MISCELLANEOUS | [16 empty] | 30
Item | Item
SWITCH AND FUSE GEAR (CONT'D) | [12 empty] | Take | [11 empty] | Take
Supply | [22 empty] | down |  | down |  |  | Fix
and | [22 empty] | and |  | and set |  |  | only
Isolating switches, metal clad, surface mounting : - | [12 empty] | fix | [9 empty] | clear |  | aside for
away | [24 empty] | re-use
A | [22 empty] | B |  | C |  |  | D
Each |  |  | $ | [19 empty] | $ |  | $ |  |  | $
30243 | 20A, DP................................................................................................................................................................................... | [18 empty] | 500.66 |  |  | 17.07 |  |  | 20.96 |  | 64.12 |  | 30243
30244 | 32A, DP................................................................................................................................................................................... | [18 empty] | 520.72 |  |  | 17.07 |  |  | 20.96 |  | 64.12 |  | 30244
30245 | 63A, DP................................................................................................................................................................................... | [18 empty] | 614.20 |  |  | 22.45 |  |  | 28.00 |  | 83.70 |  | 30245
30246 | 100A, DP................................................................................................................................................................................. | [18 empty] | 855.54 |  |  | 22.45 |  |  | 28.00 |  | 83.70 |  | 30246
30247 | 20A, TPN................................................................................................................................................................................ | [18 empty] | 579.07 |  |  | 22.45 |  |  | 28.00 |  | 83.70 |  | 30247
30248 | 32A, TPN................................................................................................................................................................................ | [18 empty] | 619.56 |  |  | 22.45 |  |  | 28.00 |  | 83.70 |  | 30248
30249 | 63A, TPN................................................................................................................................................................................ | [18 empty] | 700.26 |  |  | 23.61 |  |  | 29.69 |  | 88.84 |  | 30249
30250 | 100A/ 125A, TPN................................................................................................................................................................... | [18 empty] | 1,014.78 |  |  | 24.82 |  |  | 31.07 |  | 93.17 |  | 30250
30251 | 160A/ 200A, TPN................................................................................................................................................................... | [18 empty] | 1,783.43 |  |  | 55.15 |  |  | 69.48 |  | 208.47 |  | 30251
30252 | 250A/ 300A/ 315A, TPN........................................................................................................................................................ | [18 empty] | 2,922.58 |  |  | 60.21 |  |  | 75.18 |  | 234.18 |  | 30252
30253 | 400A, TPN.............................................................................................................................................................................. | [18 empty] | 3,464.76 |  |  | 64.66 |  |  | 80.44 |  | 253.61 |  | 30253
Isolating switches, indoor type : -
Each
30254 | 20A, DP................................................................................................................................................................................... | [18 empty] | 355.24 |  |  | 13.49 |  |  | 17.46 |  | 51.38 |  | 30254
30255 | 32A, DP................................................................................................................................................................................... | [18 empty] | 377.00 |  |  | 13.49 |  |  | 17.46 |  | 51.38 |  | 30255
30256 | 63A, DP................................................................................................................................................................................... | [18 empty] | 446.63 |  |  | 17.29 |  |  | 21.47 |  | 63.08 |  | 30256
30257 | 80A, DP................................................................................................................................................................................... | [18 empty] | 511.34 |  |  | 17.29 |  |  | 21.47 |  | 63.08 |  | 30257
30258 | 100A, DP................................................................................................................................................................................. | [18 empty] | 619.95 |  |  | 17.29 |  |  | 21.47 |  | 63.08 |  | 30258
30259 | 32A, TPN................................................................................................................................................................................ | [18 empty] | 546.80 |  |  | 17.31 |  |  | 22.04 |  | 63.95 |  | 30259
30260 | 63A, TPN................................................................................................................................................................................ | [18 empty] | 643.61 |  |  | 18.92 |  |  | 23.38 |  | 68.69 |  | 30260
30261 | 100A, TPN.............................................................................................................................................................................. | [18 empty] | 952.35 |  |  | 20.83 |  |  | 24.69 |  | 73.45 |  | 30261
30262 | 160A, TPN.............................................................................................................................................................................. | [18 empty] | 1,528.13 |  |  | 50.45 |  |  | 61.85 |  | 187.83 |  | 30262
30263 | 200A, TPN.............................................................................................................................................................................. | [18 empty] | 1,631.28 |  |  | 50.45 |  |  | 61.85 |  | 187.83 |  | 30263
30/15
30 | ELECTRICAL INSTALLATION - MISCELLANEOUS | [16 empty] | 30
Item | Item
SWITCH AND FUSE GEAR (CONT'D) | [12 empty] | Take | [11 empty] | Take
Supply | [22 empty] | down |  | down |  |  | Fix
and | [22 empty] | and |  | and set |  |  | only
Isolating switch, weatherproof rated to IP65 : - | [11 empty] | fix | [10 empty] | clear |  | aside for
away | [24 empty] | re-use
A | [22 empty] | B |  | C |  |  | D
Each |  |  | $ | [19 empty] | $ |  | $ |  |  | $
30264 | 20A, DP................................................................................................................................................................................... | [18 empty] | 604.93 |  |  | 27.80 |  |  | 35.54 |  | 109.31 |  | 30264
30265 | 32A, DP................................................................................................................................................................................... | [18 empty] | 699.16 |  |  | 30.35 |  |  | 37.72 |  | 112.13 |  | 30265
30266 | 63A, DP................................................................................................................................................................................... | [18 empty] | 956.73 |  |  | 38.72 |  |  | 49.46 |  | 152.76 |  | 30266
30267 | 80A, DP................................................................................................................................................................................... | [18 empty] | 1,350.28 |  |  | 45.47 |  |  | 55.97 |  | 189.25 |  | 30267
30268 | 100A, DP................................................................................................................................................................................. | [18 empty] | 1,447.76 |  |  | 48.65 |  |  | 59.84 |  | 202.00 |  | 30268
30269 | 32A, TPN................................................................................................................................................................................ | [18 empty] | 799.25 |  |  | 34.58 |  |  | 43.16 |  | 129.42 |  | 30269
30270 | 63A, TPN................................................................................................................................................................................ | [18 empty] | 969.34 |  |  | 44.61 |  |  | 56.63 |  | 168.49 |  | 30270
30271 | 100A, TPN.............................................................................................................................................................................. | [18 empty] | 1,450.25 |  |  | 55.56 |  |  | 68.77 |  | 205.15 |  | 30271
30272 | 160A, TPN.............................................................................................................................................................................. | [18 empty] | 2,007.27 |  |  | 65.60 |  |  | 81.40 |  | 241.91 |  | 30272
30273 | 200A, TPN.............................................................................................................................................................................. | [18 empty] | 2,620.63 |  |  | 75.46 |  |  | 93.22 |  | 280.25 |  | 30273
Changeover switches, metal clad : -
Each
30274 | 30A/ 32A, DP.......................................................................................................................................................................... | [18 empty] | 1,974.21 |  |  | 17.14 |  |  | 21.04 |  | 65.91 |  | 30274
30275 | 60A/ 63A, DP.......................................................................................................................................................................... | [18 empty] | 2,426.27 |  |  | 22.53 |  |  | 28.11 |  | 85.77 |  | 30275
30276 | 100A, DP................................................................................................................................................................................. | [18 empty] | 3,551.62 |  |  | 28.09 |  |  | 35.24 |  | 106.07 |  | 30276
30277 | 30A/ 32A, TP.......................................................................................................................................................................... | [18 empty] | 1,996.48 |  |  | 22.53 |  |  | 28.11 |  | 85.77 |  | 30277
30278 | 60A/ 63A, TP.......................................................................................................................................................................... | [18 empty] | 2,430.92 |  |  | 28.09 |  |  | 35.24 |  | 106.07 |  | 30278
30279 | 100A, TP................................................................................................................................................................................. | [18 empty] | 3,594.16 |  |  | 38.47 |  |  | 47.77 |  | 146.84 |  | 30279
30280 | 30A/ 32A, TPN....................................................................................................................................................................... | [18 empty] | 2,023.97 |  |  | 28.09 |  |  | 35.24 |  | 106.07 |  | 30280
30281 | 60A/ 63A, TPN....................................................................................................................................................................... | [18 empty] | 2,792.21 |  |  | 34.53 |  |  | 41.51 |  | 122.66 |  | 30281
30282 | 100A, TPN.............................................................................................................................................................................. | [18 empty] | 3,625.66 |  |  | 43.93 |  |  | 55.55 |  | 164.79 |  | 30282
30/16
30 | ELECTRICAL INSTALLATION - MISCELLANEOUS | [16 empty] | 30
Item | Item
SWITCH AND FUSE GEAR (CONT'D)
Take | [24 empty] | Take
Supply | [22 empty] | down |  | down |  |  | Fix
Automatic changeover switch c/w changeover contactor sets, copper bar terminals, earthing | [17 empty] | and |  |  |  |  | and |  | and set |  |  | only
connection, pilot lights, miniature circuit breakers, voltage measurement relays, plug-in relay | [17 empty] | fix |  |  |  |  | clear |  | aside for
and sockets, on-delay relay, control wirings, marking, terminal blocks, power links, mechanical | [17 empty] | away | [6 empty] | re-use
interlock and metal casing : -
A | [22 empty] | B |  | C |  |  | D
Each |  |  | $ | [19 empty] | $ |  | $ |  |  | $
30283 | 40A, TPN................................................................................................................................................................................ | [18 empty] | 1,484.57 |  |  | 39.01 |  |  | 48.64 |  | 150.19 |  | 30283
30284 | 60A/ 63A, TPN....................................................................................................................................................................... | [18 empty] | 2,663.96 |  |  | 39.01 |  |  | 48.64 |  | 150.19 |  | 30284
30285 | 100A, TPN.............................................................................................................................................................................. | [18 empty] | 5,009.43 |  |  | 46.45 |  |  | 57.56 |  | 175.22 |  | 30285
30286 | 200A, TPN.............................................................................................................................................................................. | [18 empty] | 8,048.06 |  |  | 51.08 |  |  | 63.73 |  | 192.65 |  | 30286
30287 | 300A/ 320A, TPN................................................................................................................................................................... | [18 empty] | 12,916.22 |  |  | 51.08 |  |  | 63.73 |  | 192.65 |  | 30287
30288 | 400A, TPN.............................................................................................................................................................................. | [18 empty] | 19,627.42 |  |  | 51.08 |  |  | 63.73 |  | 192.65 |  | 30288
30289 | 60A/ 63A, 4P........................................................................................................................................................................... | [18 empty] | 3,443.02 |  |  | 40.43 |  |  | 50.38 |  | 157.81 |  | 30289
30290 | 100A, 4P.................................................................................................................................................................................. | [18 empty] | 7,826.31 |  |  | 48.80 |  |  | 60.12 |  | 183.95 |  | 30290
30291 | 200A, 4P.................................................................................................................................................................................. | [18 empty] | 9,684.57 |  |  | 53.76 |  |  | 64.24 |  | 203.92 |  | 30291
30292 | 300A/ 320A, 4P...................................................................................................................................................................... | [18 empty] | 16,836.91 |  |  | 53.76 |  |  | 64.24 |  | 203.92 |  | 30292
30293 | 400A, 4P.................................................................................................................................................................................. | [18 empty] | 24,442.09 |  |  | 53.76 |  |  | 64.24 |  | 203.92 |  | 30293
FUSE
Take | [24 empty] | Take
Supply | [22 empty] | down |  | down |  |  | Fix
The rates shall include opening and closing of switch board/ box covering, where required. | [17 empty] | and |  |  |  |  | and |  | and set |  |  | only
fix | [22 empty] | clear |  | aside for
away | [24 empty] | re-use
Metal clad cutouts, cast metal or sheet steel : -
A | [22 empty] | B |  | C |  |  | D
Each |  |  | $ | [19 empty] | $ |  | $ |  |  | $
30294 | 30A/ 32A, SPN....................................................................................................................................................................... | [18 empty] | 130.19 |  |  | 11.51 |  |  | 14.28 |  | 40.86 |  | 30294
30295 | 60A/ 63A, SPN....................................................................................................................................................................... | [18 empty] | 145.02 |  |  | 11.51 |  |  | 14.28 |  | 40.86 |  | 30295
30296 | 100A, SPN............................................................................................................................................................................... | [18 empty] | 194.50 |  |  | 17.15 |  |  | 21.22 |  | 61.98 |  | 30296
30297 | 30A/ 32A, TPN....................................................................................................................................................................... | [18 empty] | 209.92 |  |  | 17.15 |  |  | 21.22 |  | 61.98 |  | 30297
30298 | 60A/ 63A, TPN....................................................................................................................................................................... | [18 empty] | 373.42 |  |  | 19.52 |  |  | 24.52 |  | 71.95 |  | 30298
30299 | 100A, TPN.............................................................................................................................................................................. | [18 empty] | 451.24 |  |  | 22.50 |  |  | 27.41 |  | 82.45 |  | 30299
30/17
30 | ELECTRICAL INSTALLATION - MISCELLANEOUS | [16 empty] | 30
Item | Item
FUSE (CONT'D)
Take | [24 empty] | Take
Supply | [22 empty] | down |  | down |  |  | Fix
The rates shall include opening and closing of switch board/ box covering, where required. | [17 empty] | and |  |  |  |  | and |  | and set |  |  | only
fix | [22 empty] | clear |  | aside for
away | [24 empty] | re-use
Fuse holder only ceramic porcelain or thermoplastic, rewirable or cartridge type : -
A | [22 empty] | B |  | C |  |  | D
Each |  |  | $ | [19 empty] | $ |  | $ |  |  | $
30300 | 500V 30A/ 32A....................................................................................................................................................................... | [18 empty] | 19.56 |  |  | 2.97 |  |  | 3.61 |  | 8.68 |  | 30300
30301 | 500V 60A/ 63A....................................................................................................................................................................... | [18 empty] | 32.63 |  |  | 2.97 |  |  | 3.61 |  | 8.68 |  | 30301
30302 | 500V 100A.............................................................................................................................................................................. | [18 empty] | 50.52 |  |  | 2.97 |  |  | 3.61 |  | 8.68 |  | 30302
30303 | 500V 200A.............................................................................................................................................................................. | [18 empty] | 61.11 |  |  | 4.29 |  |  | 5.14 |  | 13.16 |  | 30303
Fuse base only ceramic porcelain or thermoplastic : -
Each
30304 | 500V 30A/ 32A....................................................................................................................................................................... | [18 empty] | 33.17 |  |  | 4.29 |  |  | 5.14 |  | 13.16 |  | 30304
30305 | 500V 60A/ 63A....................................................................................................................................................................... | [18 empty] | 60.63 |  |  | 5.16 |  |  | 6.30 |  | 15.90 |  | 30305
30306 | 500V 100A.............................................................................................................................................................................. | [18 empty] | 81.58 |  |  | 5.76 |  |  | 6.91 |  | 18.36 |  | 30306
30307 | 500V 200A.............................................................................................................................................................................. | [18 empty] | 91.60 |  |  | 6.91 |  |  | 8.39 |  | 21.94 |  | 30307
Cartridge fuse links to IEC 60269-1: -
Each
30308 | Suitable for 13A plug-tops, 2A (yellow), 3A (blue), 5A (red), 10A (black) and 13A (brown)............................................ | [18 empty] | 9.03 |  |  | 1.23 |  |  | 1.48 |  | 3.65 |  | 30308
30/18
30 | ELECTRICAL INSTALLATION - MISCELLANEOUS | [16 empty] | 30
Item | Item
FUSE (CONT'D)
Take | [24 empty] | Take
Supply | [22 empty] | down |  | down |  |  | Fix
The rates shall include opening and closing of switch board/ box covering, where required. | [17 empty] | and |  |  |  |  | and |  | and set |  |  | only
fix | [22 empty] | clear |  | aside for
away | [24 empty] | re-use
HRC cartridge fuses to IEC 60269-1, with off-set tags or central tags of rating : -
A | [22 empty] | B |  | C |  |  | D
Each |  |  | $ | [19 empty] | $ |  | $ |  |  | $
30309 | 6A or 10A................................................................................................................................................................................ | [18 empty] | 17.77 |  |  | 2.00 |  |  | 2.45 |  | 6.11 |  | 30309
30310 | 16A/ 20A................................................................................................................................................................................. | [18 empty] | 18.33 |  |  | 2.00 |  |  | 2.45 |  | 6.11 |  | 30310
30311 | 25A/ 32A................................................................................................................................................................................. | [18 empty] | 19.43 |  |  | 2.00 |  |  | 2.45 |  | 6.11 |  | 30311
30312 | 40A/ 50A/ 63A........................................................................................................................................................................ | [18 empty] | 25.11 |  |  | 2.00 |  |  | 2.45 |  | 6.11 |  | 30312
30313 | 80A.......................................................................................................................................................................................... | [18 empty] | 41.75 |  |  | 2.57 |  |  | 3.15 |  | 8.70 |  | 30313
30314 | 100A........................................................................................................................................................................................ | [18 empty] | 43.42 |  |  | 2.57 |  |  | 3.15 |  | 8.70 |  | 30314
30315 | 125A/ 160A............................................................................................................................................................................. | [18 empty] | 61.44 |  |  | 2.87 |  |  | 3.46 |  | 10.44 |  | 30315
30316 | 200A........................................................................................................................................................................................ | [18 empty] | 62.63 |  |  | 2.87 |  |  | 3.46 |  | 10.44 |  | 30316
30317 | 250A........................................................................................................................................................................................ | [18 empty] | 101.97 |  |  | 3.46 |  |  | 4.03 |  | 12.89 |  | 30317
30318 | 315A........................................................................................................................................................................................ | [18 empty] | 112.49 |  |  | 3.46 |  |  | 4.03 |  | 12.89 |  | 30318
30319 | 350A........................................................................................................................................................................................ | [18 empty] | 149.83 |  |  | 3.46 |  |  | 4.03 |  | 12.89 |  | 30319
30320 | 400A........................................................................................................................................................................................ | [18 empty] | 155.44 |  |  | 4.48 |  |  | 5.65 |  | 17.15 |  | 30320
30321 | 450A........................................................................................................................................................................................ | [18 empty] | 201.34 |  |  | 4.48 |  |  | 5.65 |  | 17.15 |  | 30321
30322 | 500A........................................................................................................................................................................................ | [18 empty] | 223.55 |  |  | 4.48 |  |  | 5.65 |  | 17.15 |  | 30322
30323 | 630A........................................................................................................................................................................................ | [18 empty] | 264.94 |  |  | 5.65 |  |  | 6.82 |  | 19.73 |  | 30323
30324 | 800A........................................................................................................................................................................................ | [18 empty] | 338.59 |  |  | 5.65 |  |  | 6.82 |  | 19.73 |  | 30324
Semi-enclosed fuse to BS 3036 of rating : -
Each
30325 | 3/ 5A........................................................................................................................................................................................ | [18 empty] | 18.75 |  |  | 2.00 |  |  | 2.45 |  | 6.56 |  | 30325
30326 | 10/ 15/ 20A.............................................................................................................................................................................. | [18 empty] | 24.20 |  |  | 2.00 |  |  | 2.45 |  | 7.28 |  | 30326
30327 | 25/ 30A.................................................................................................................................................................................... | [18 empty] | 28.27 |  |  | 2.00 |  |  | 2.45 |  | 7.82 |  | 30327
30/19
30 | ELECTRICAL INSTALLATION - MISCELLANEOUS | [16 empty] | 30
Item | Item
TIME SWITCHES & BOXES | [9 empty] | Take | [14 empty] | Take
Supply | [22 empty] | down |  | down |  |  | Fix
and | [22 empty] | and |  | and set |  |  | only
fix | [22 empty] | clear |  | aside for
away | [24 empty] | re-use
A | [22 empty] | B |  | C |  |  | D
Each |  |  | $ | [19 empty] | $ |  | $ |  |  | $
30328 | 20A (1-day) integrated with cassette type alkaline battery back-up
to provide 360 hours continuous operation upon power failure............................................................................................ | [19 empty] | 337.94 |  |  | 4.54 |  |  | 6.94 |  | 17.72 |  | 30328
30329 | 20A (7-day) integrated with cassette type alkaline battery back-up
to provide 360 hours continuous operation upon power failure............................................................................................ | [19 empty] | 558.79 |  |  | 4.54 |  |  | 6.94 |  | 17.72 |  | 30329
30330 | 30A (1-day) integrated with cassette type alkaline battery back-up
to provide 360 hours continuous operation upon power failure............................................................................................ | [19 empty] | 443.82 |  |  | 4.54 |  |  | 6.94 |  | 17.72 |  | 30330
30331 | 30A (7-day) integrated with cassette type alkaline battery back-up
to provide 360 hours continuous operation upon power failure............................................................................................ | [19 empty] | 675.99 |  |  | 4.54 |  |  | 6.94 |  | 17.72 |  | 30331
30332 | Up to 20A astronomical programmable (24 hours or 7-day) with digital display, integrated with battery
back-up to provide 200 hours continuous operation upon power failure.............................................................................. | [19 empty] | 774.62 |  |  | 4.54 |  |  | 6.94 |  | 17.72 |  | 30332
30333 | Metal box for 20A/ 30A time switch...................................................................................................................................... | [18 empty] | 172.13 |  |  | 4.54 |  |  | 6.94 |  | 17.72 |  | 30333
30334 | IP53 Plastic box for 20A/ 30A time switch............................................................................................................................ | [18 empty] | 526.33 |  |  | 4.54 |  |  | 6.94 |  | 17.72 |  | 30334
30335 | Programmable quartz class changing bell timer with two control output channels, choice
of a minimum of 4 melodies, up to 120 weekly programs and 366 weekly programs of
minimum one minute setting, with sockets for microphone and external speaker, power
failure backup by lithium primary battery and rechargeable NiCd battery for not less than
800 hours................................................................................................................................................................................. | [19 empty] | 4,684.32 |  |  | 52.42 |  |  | 65.19 |  | 202.57 |  | 30335
30/20
30 | ELECTRICAL INSTALLATION - MISCELLANEOUS | [16 empty] | 30
Item | Item
E.L.V. TERMINAL UNITS | [9 empty] | Take | [14 empty] | Take
Supply | [22 empty] | down |  | down |  |  | Fix
and | [22 empty] | and |  | and set |  |  | only
fix | [22 empty] | clear |  | aside for
away | [24 empty] | re-use
A | [22 empty] | B |  | C |  |  | D
Each |  |  | $ | [19 empty] | $ |  | $ |  |  | $
30336 | Extra low voltage terminal unit with stainless steel sign plate, each unit shall incorporate a
13A fuse.................................................................................................................................................................................. | [19 empty] | 256.30 |  |  | 7.92 |  |  | 9.91 |  | 30.39 |  | 30336
EARTHING AND LIGHTNING CONDUCTOR FITTINGS | [16 empty] | Take | [7 empty] | Take
Supply | [22 empty] | down |  | down |  |  | Fix
and | [22 empty] | and |  | and set |  |  | only
fix | [22 empty] | clear |  | aside for
away | [24 empty] | re-use
A | [22 empty] | B |  | C |  |  | D
Per linear metre |  |  |  |  | $ | [17 empty] | $ |  | $ |  |  | $
30337 | Copper tape, without tinned, 25 x 3mm with saddles............................................................................................................ | [18 empty] | 102.27 |  |  | 8.40 |  |  | 10.19 |  | 31.46 |  | 30337
30338 | Copper tape, tinned entire length 25 x 3mm with saddles..................................................................................................... | [18 empty] | 106.35 |  |  | 8.40 |  |  | 10.19 |  | 31.46 |  | 30338
30339 | Copper tape, PVC sheathed, 25 x 3mm with saddles............................................................................................................ | [18 empty] | 145.40 |  |  | 8.40 |  |  | 10.19 |  | 31.46 |  | 30339
30340 | Copper tape, without tinned, 25 x 3mm laid in trench or duct
(ducting, excavation and back-filling measured separately).................................................................................................. | [19 empty] | 91.23 |  |  | 6.72 |  |  | 8.23 |  | 23.20 |  | 30340
30341 | Copper tape, tinned entire length, 25 x 3mm laid in trench or duct
(ducting, excavation and back-filling measured separately).................................................................................................. | [19 empty] | 91.97 |  |  | 6.72 |  |  | 8.23 |  | 23.20 |  | 30341
30342 | Aluminum type 25 x 3 mm with saddles ( for lightning conductors )................................................................................... | [18 empty] | 66.18 |  |  | 9.32 |  |  | 11.63 |  | 34.92 |  | 30342
30343 | Braided copper tape with PVC sheath 25 x 3 mm................................................................................................................. | [18 empty] | 130.01 |  |  | 8.40 |  |  | 10.19 |  | 31.46 |  | 30343
30/21
30 | ELECTRICAL INSTALLATION - MISCELLANEOUS | [16 empty] | 30
Item | Item
EARTHING AND LIGHTNING CONDUCTOR FITTINGS | [16 empty] | Take | [7 empty] | Take
(CONT'D) |  |  |  | Supply | [18 empty] | down |  | down |  |  | Fix
and | [22 empty] | and |  | and set |  |  | only
fix | [22 empty] | clear |  | aside for
away | [24 empty] | re-use
A | [22 empty] | B |  | C |  |  | D
Each |  |  | $ | [19 empty] | $ |  | $ |  |  | $
30344 | Copper bond earth rod 16 mm diameter 1.2 m long consists of pure electrolytic copper uniformly
molecularly bonded onto a high tensile steel core to a minimum thickness of 0.25 mm c/w
driving head and coupling ..................................................................................................................................................... | [19 empty] | 134.89 |  |  | - |  |  | - |  | 85.68 |  | 30344
30345 | Ditto but 2.4 m........................................................................................................................................................................ | [18 empty] | 211.57 |  |  | - |  |  | - |  | 105.27 |  | 30345
30346 | Copper earth plate, lattice type 600 x 600 mm (excavation measured separately) .............................................................. | [18 empty] | 2,099.59 |  |  | 45.47 |  |  | 56.48 |  | 171.67 |  | 30346
30347 | Ditto but 900 x 900 mm (ditto)............................................................................................................................................... | [18 empty] | 3,044.14 |  |  | 45.98 |  |  | 57.95 |  | 173.88 |  | 30347
30348 | Earth clips with plugs, tinned copper, for pipes n.e. 25 mm diameter.................................................................................. | [18 empty] | 19.59 |  |  | 4.43 |  |  | 5.44 |  | 13.71 |  | 30348
30349 | Ditto for pipes exc. 25 mm diameter but n.e. 38 mm diameter ............................................................................................. | [18 empty] | 20.76 |  |  | 4.43 |  |  | 5.44 |  | 13.71 |  | 30349
30350 | Ditto for pipes exc. 38 mm diameter but n.e. 75 mm diameter ............................................................................................. | [18 empty] | 25.78 |  |  | 4.43 |  |  | 5.44 |  | 13.71 |  | 30350
30351 | Tape clip only, for tape 25 x 3 mm wide................................................................................................................................ | [18 empty] | 28.64 |  |  | 4.43 |  |  | 5.44 |  | 13.71 |  | 30351
30352 | Saddle only, for securing tapes by and including single set screw........................................................................................ | [18 empty] | 35.34 |  |  | 5.97 |  |  | 7.14 |  | 18.11 |  | 30352
30353 | Light duty air terminal, with 16 mm diameter rod up to 300 mm long (copper rod taper
pointed) ................................................................................................................................................................................... | [19 empty] | 155.97 |  |  | 17.99 |  |  | 22.17 |  | 67.63 |  | 30353
30354 | Ditto 300 mm - 500 mm long (ditto)...................................................................................................................................... | [18 empty] | 181.66 |  |  | 17.99 |  |  | 22.17 |  | 67.63 |  | 30354
30355 | Ditto 500 mm - 1000 mm long (ditto).................................................................................................................................... | [18 empty] | 247.88 |  |  | 17.99 |  |  | 22.17 |  | 67.63 |  | 30355
30356 | Ditto but with 20 mm diameter rod, 1000 mm long (ditto)................................................................................................... | [18 empty] | 281.11 |  |  | 17.99 |  |  | 22.17 |  | 67.63 |  | 30356
30357 | Ditto but with 25 mm diameter rod, 1000 mm long (ditto)................................................................................................... | [18 empty] | 306.16 |  |  | 17.99 |  |  | 22.17 |  | 67.63 |  | 30357
30358 | Multi-pointed air terminal c/w 300 mm - 600 mm long copper rod and base ...................................................................... | [18 empty] | 321.97 |  |  | 17.99 |  |  | 22.17 |  | 67.63 |  | 30358
30359 | Tape connection for 25 mm tape............................................................................................................................................ | [18 empty] | 35.95 |  |  | 6.63 |  |  | 7.94 |  | 20.25 |  | 30359
30360 | Tape to plate connector........................................................................................................................................................... | [18 empty] | 58.76 |  |  | 8.25 |  |  | 10.04 |  | 27.83 |  | 30360
30361 | Circular plate type test clamp for 25 mm tape........................................................................................................................ | [18 empty] | 86.20 |  |  | 8.25 |  |  | 10.04 |  | 27.83 |  | 30361
30362 | Connector clamp for 16 mm, 20 mm and 25 mm diameter rod, pressure type..................................................................... | [18 empty] | 55.87 |  |  | 8.25 |  |  | 10.04 |  | 27.83 |  | 30362
Per linear metre
30363 | Down conductor for early streamer lightning protection system, composing of two
identical conductors placed one coaxially about the other with separation by a layer of
insulator to form a high capacitance between the conducting layers, designed to withstand
250 kV transient at 1/ 50 wave to IEC 60230 c/w saddles.................................................................................................... | [19 empty] | 852.53 |  |  | 14.44 |  |  | 19.34 |  | 48.66 |  | 30363
30/22
30 | ELECTRICAL INSTALLATION - MISCELLANEOUS | [16 empty] | 30
Item | Item
EARTHING AND LIGHTNING CONDUCTOR FITTINGS | [16 empty] | Take | [7 empty] | Take
(CONT'D) |  |  |  | Supply | [18 empty] | down |  | down |  |  | Fix
and | [22 empty] | and |  | and set |  |  | only
fix | [22 empty] | clear |  | aside for
away | [24 empty] | re-use
A | [22 empty] | B |  | C |  |  | D
Each |  |  | $ | [19 empty] | $ |  | $ |  |  | $
30364 | Early streamer emission lightning protection system to French standard NF C17-102,
comprising of lightning terminal in a 2 m 316 stainless steel pole, supporting insulation mast/
stainless steel mast, connection clamps, lightning counter and all necessary accessories.
The lightning terminal shall generate a leader to capture the lightning and direct it to earth
during a lightning event. Radius of protection (level 1) with the terminal 5 m above the
protected surface at 20 m striking distance being 48 m. Down conductors shall be
measured separately................................................................................................................................................................ | [19 empty] | 41,312.07 |  |  | 458.05 |  |  | 574.19 |  | 1,680.16 |  | 30364
30365 | Ditto but radius of protection (level 1) with the terminal 5 m above the protected surface at 20 m
striking distance being 63 m................................................................................................................................................... | [19 empty] | 49,725.82 |  |  | 458.05 |  |  | 574.19 |  | 1,680.16 |  | 30365
30366 | Ditto but radius of protection (level 1) with the terminal 5 m above the protected surface at 20 m
striking distance being 79 m................................................................................................................................................... | [19 empty] | 59,788.60 |  |  | 458.05 |  |  | 574.19 |  | 1,680.16 |  | 30366
30367 | Early streamer lightning terminal to French standard NF C17-102; Radius of protection (level 1)
with the terminal 5 m above the protected surface at 20 m striking distance being 48 m.................................................... | [19 empty] | 25,780.63 |  |  | 354.16 |  |  | 532.06 |  | 1,145.01 |  | 30367
30368 | Early streamer lightning terminal to French standard NF C17-102; Radius of protection (level 1)
with the terminal 5 m above the protected surface at 20 m striking distance being 63 m.................................................... | [19 empty] | 33,970.31 |  |  | 354.16 |  |  | 532.06 |  | 1,145.01 |  | 30368
30369 | Early streamer lightning terminal to French standard NF C17-102; Radius of protection (level 1)
with the terminal 5 m above the protected surface at 20 m striking distance being 79 m.................................................... | [19 empty] | 42,964.31 |  |  | 354.16 |  |  | 532.06 |  | 1,145.01 |  | 30369
30370 | Air termination support c/w connection clamps and all necessary accessories..................................................................... | [18 empty] | 12,243.27 |  |  | 187.64 |  |  | 234.67 |  | 568.45 |  | 30370
30371 | Stainless steel mast assembly................................................................................................................................................. | [18 empty] | 3,808.57 |  |  | 337.76 |  |  | 434.30 |  | 1,364.40 |  | 30371
30372 | Lightning event counter.......................................................................................................................................................... | [18 empty] | 3,719.89 |  |  | 38.41 |  |  | 48.00 |  | 145.46 |  | 30372
30/23
30 | ELECTRICAL INSTALLATION - MISCELLANEOUS | [16 empty] | 30
Item | Item
EARTHING AND LIGHTNING CONDUCTOR FITTINGS
(CONT'D)
Take | [24 empty] | Take
Supply | [22 empty] | down |  | down |  |  | Fix
Power surge protection devices in compliance with IEC 61643-1 | [14 empty] | and | [7 empty] | and |  | and set |  |  | only
fix | [22 empty] | clear |  | aside for
away | [24 empty] | re-use
Shunt type Surge Protection Devices for primary incoming power protection : -
A | [22 empty] | B |  | C |  |  | D
Each |  |  | $ | [19 empty] | $ |  | $ |  |  | $
30373 | 20 kA (8/ 20 µs), single-phase ............................................................................................................................................... | [18 empty] | 802.77 |  |  | 9.32 |  |  | 12.46 |  | 36.41 |  | 30373
30374 | Ditto but three phase............................................................................................................................................................... | [18 empty] | 2,451.62 |  |  | 9.32 |  |  | 12.46 |  | 36.41 |  | 30374
30375 | 40 kA (8/ 20 µs), single-phase ............................................................................................................................................... | [18 empty] | 812.05 |  |  | 9.32 |  |  | 12.46 |  | 36.41 |  | 30375
30376 | Ditto but three-phase............................................................................................................................................................... | [18 empty] | 2,455.62 |  |  | 9.32 |  |  | 12.46 |  | 36.41 |  | 30376
30377 | 65 kA (8/ 20 µs), single-phase ............................................................................................................................................... | [18 empty] | 1,730.97 |  |  | 12.30 |  |  | 15.21 |  | 46.25 |  | 30377
30378 | Ditto but three-phase............................................................................................................................................................... | [18 empty] | 4,837.57 |  |  | 12.30 |  |  | 15.21 |  | 46.25 |  | 30378
30379 | 80 kA (8/ 20 µs), single-phase ............................................................................................................................................... | [18 empty] | 2,303.04 |  |  | 12.30 |  |  | 15.21 |  | 46.25 |  | 30379
30380 | Ditto but three-phase............................................................................................................................................................... | [18 empty] | 6,859.74 |  |  | 12.30 |  |  | 15.21 |  | 46.25 |  | 30380
30381 | 100 kA (8/ 20 µs), single-phase ............................................................................................................................................. | [18 empty] | 2,353.10 |  |  | 14.25 |  |  | 17.84 |  | 54.49 |  | 30381
30382 | Ditto but three-phase............................................................................................................................................................... | [18 empty] | 6,997.22 |  |  | 14.25 |  |  | 17.84 |  | 54.49 |  | 30382
30383 | 150 kA (8/ 20 µs), single-phase ............................................................................................................................................. | [18 empty] | 3,318.63 |  |  | 14.25 |  |  | 17.84 |  | 54.49 |  | 30383
30384 | Ditto but three-phase c/w counter........................................................................................................................................... | [18 empty] | 11,664.67 |  |  | 14.25 |  |  | 17.84 |  | 54.49 |  | 30384
Surge Reduction Filters for electronic equipment with surge rating : -
Each
30385 | 6A, 4 - 16 kA (8/ 20 µs), single-phase.................................................................................................................................... | [18 empty] | 2,615.38 |  |  | 9.29 |  |  | 12.44 |  | 36.31 |  | 30385
30386 | 10A/ 20A, 40 - 55 kA (8/ 20 µs), single-phase...................................................................................................................... | [18 empty] | 3,986.48 |  |  | 9.29 |  |  | 12.44 |  | 36.31 |  | 30386
30387 | 20A, 40 - 55 kA (8/ 20 µs), three-phase................................................................................................................................. | [18 empty] | 6,129.12 |  |  | 12.41 |  |  | 15.12 |  | 45.50 |  | 30387
30388 | 32A, 135 kA (8/ 20 µs), single-phases................................................................................................................................... | [18 empty] | 4,709.09 |  |  | 9.29 |  |  | 12.44 |  | 36.31 |  | 30388
30389 | 63A/ 125A, 135 kA (8/ 20 µs), single-phase.......................................................................................................................... | [18 empty] | 4,793.46 |  |  | 9.29 |  |  | 12.44 |  | 36.31 |  | 30389
30390 | 32A, 135 kA (8/ 20 µs), three-phase...................................................................................................................................... | [18 empty] | 6,558.14 |  |  | 12.41 |  |  | 15.12 |  | 45.50 |  | 30390
30391 | 64A, 135 kA (8/ 20 µs), three-phase...................................................................................................................................... | [18 empty] | 6,643.94 |  |  | 12.41 |  |  | 15.12 |  | 45.50 |  | 30391
30392 | 125A, 135 kA (8/ 20 µs), three-phase.................................................................................................................................... | [18 empty] | 6,648.70 |  |  | 12.41 |  |  | 15.12 |  | 45.50 |  | 30392
30393 | 200A/ 315A, 135 kA (8/ 20 µs), three-phase......................................................................................................................... | [18 empty] | 6,792.14 |  |  | 12.41 |  |  | 15.12 |  | 45.50 |  | 30393
30394 | 630A, 135 kA (8/ 20 µs), three-phase.................................................................................................................................... | [18 empty] | 6,852.44 |  |  | 12.41 |  |  | 15.12 |  | 45.50 |  | 30394
30/24
30 | ELECTRICAL INSTALLATION - MISCELLANEOUS | [16 empty] | 30
Item | Item
EARTHING AND LIGHTNING CONDUCTOR FITTINGS | [16 empty] | Take | [7 empty] | Take
(CONT'D) |  |  |  | Supply | [18 empty] | down |  | down |  |  | Fix
and | [22 empty] | and |  | and set |  |  | only
fix | [22 empty] | clear |  | aside for
Surge protectors for radio, telecommunications & signal protection : - | [16 empty] | away | [7 empty] | re-use
A | [22 empty] | B |  | C |  |  | D
Each |  |  | $ | [19 empty] | $ |  | $ |  |  | $
30395 | 500A (8/ 20 µs)....................................................................................................................................................................... | [18 empty] | 1,557.17 |  |  | 9.29 |  |  | 12.44 |  | 36.31 |  | 30395
30396 | 2.5 kA (8/ 20 µs)..................................................................................................................................................................... | [18 empty] | 1,557.35 |  |  | 9.29 |  |  | 12.44 |  | 36.31 |  | 30396
30397 | 10 kA (8/ 20 µs)...................................................................................................................................................................... | [18 empty] | 1,569.72 |  |  | 9.29 |  |  | 12.44 |  | 36.31 |  | 30397
30398 | 20 kA (8/ 20 µs)...................................................................................................................................................................... | [18 empty] | 1,575.11 |  |  | 9.29 |  |  | 12.44 |  | 36.31 |  | 30398
Miscellaneous item : -
Each
30399 | Supplementary bonding to metal type ceiling grid, window frame and service pipes c/w box
for wiring not exceeding 2 m.................................................................................................................................................. | [19 empty] | 14.80 |  |  | 2.79 |  |  | - |  | - |  | 30399
Chemicals for soil treatment : -
Per kg
30400 | Ammonium chloride............................................................................................................................................................... | [18 empty] | 38.05 |  |  | - |  |  | - |  | 18.38 |  | 30400
30401 | Copper sulphate...................................................................................................................................................................... | [18 empty] | 41.54 |  |  | - |  |  | - |  | 18.38 |  | 30401
30402 | Bentonite................................................................................................................................................................................. | [18 empty] | 38.63 |  |  | - |  |  | - |  | 18.38 |  | 30402
30403 | Lime powder for mixing of earthing chemical....................................................................................................................... | [18 empty] | 23.10 |  |  | - |  |  | - |  | 18.38 |  | 30403
30404 | Industrial salt for mixing of earthing chemical...................................................................................................................... | [18 empty] | 35.03 |  |  | - |  |  | - |  | 18.38 |  | 30404
30405 | Carbolic powder for mixing of earthing chemical................................................................................................................. | [18 empty] | 36.65 |  |  | - |  |  | - |  | 18.38 |  | 30405
30/25
30 | ELECTRICAL INSTALLATION - MISCELLANEOUS | [16 empty] | 30
Item | Item
ELECTRICAL APPLIANCES | [9 empty] | Take | [14 empty] | Take
Supply | [22 empty] | down |  | down |  |  | Fix
and | [22 empty] | and |  | and set |  |  | only
fix | [22 empty] | clear |  | aside for
away | [24 empty] | re-use
A | [22 empty] | B |  | C |  |  | D
Each |  |  | $ | [19 empty] | $ |  | $ |  |  | $
30406 | Electric rice cooker for 10 persons......................................................................................................................................... | [18 empty] | 416.41 |  |  | 3.95 |  |  | 5.55 |  | 15.85 |  | 30406
30407 | Electric rice cooker for 15 persons......................................................................................................................................... | [18 empty] | 564.98 |  |  | 3.95 |  |  | 5.55 |  | 15.85 |  | 30407
30408 | Electric cooker 2 rings............................................................................................................................................................ | [18 empty] | 1,668.23 |  |  | 16.54 |  |  | 20.68 |  | 61.90 |  | 30408
30409 | Electric cooker 3 or 4 rings..................................................................................................................................................... | [18 empty] | 3,850.05 |  |  | 27.71 |  |  | 34.96 |  | 102.74 |  | 30409
30410 | Water heater, instantaneous type, 6 kW, single-phase........................................................................................................... | [18 empty] | 1,365.20 |  |  | 16.54 |  |  | 20.68 |  | 61.90 |  | 30410
30411 | Water heater, instantaneous type, 18 kW, three-phase........................................................................................................... | [18 empty] | 2,183.45 |  |  | 16.54 |  |  | 20.68 |  | 68.74 |  | 30411
30412 | Water heater, instantaneous type, 24 kW, three-phase........................................................................................................... | [18 empty] | 2,362.59 |  |  | 27.71 |  |  | 34.96 |  | 102.74 |  | 30412
30413 | Water heater, storage type, n.e. 10 litres, single-phase.......................................................................................................... | [18 empty] | 2,063.07 |  |  | 16.54 |  |  | 20.68 |  | 61.90 |  | 30413
30414 | Water heater, storage type, 13 litres, single-phase................................................................................................................. | [18 empty] | 2,063.07 |  |  | 16.54 |  |  | 20.68 |  | 61.90 |  | 30414
30415 | Water heater, storage type, 25 litres, single-phase................................................................................................................. | [18 empty] | 2,505.80 |  |  | 16.54 |  |  | 20.68 |  | 61.90 |  | 30415
30416 | Water heater, storage type, 38 litres, single-phase................................................................................................................. | [18 empty] | 3,452.15 |  |  | 16.54 |  |  | 20.68 |  | 61.90 |  | 30416
30417 | Water heater, storage type, 57 litres, single-phase................................................................................................................. | [18 empty] | 3,840.13 |  |  | 16.54 |  |  | 20.68 |  | 61.90 |  | 30417
30418 | Water heater, storage type, 90 litres, single-phase................................................................................................................. | [18 empty] | 5,242.75 |  |  | 27.71 |  |  | 34.96 |  | 102.74 |  | 30418
30419 | Water heater, storage type, 135 litres, single-phase............................................................................................................... | [18 empty] | 7,120.52 |  |  | 27.71 |  |  | 34.96 |  | 102.74 |  | 30419
30420 | Water heater, storage type, 135 litres, three-phase................................................................................................................. | [18 empty] | 7,926.50 |  |  | 27.71 |  |  | 34.96 |  | 102.74 |  | 30420
30421 | Water heater, storage type, 150 litres, single-phase............................................................................................................... | [18 empty] | 7,721.67 |  |  | 27.71 |  |  | 34.96 |  | 102.74 |  | 30421
30422 | Water heater, storage type, 150 litres, three-phase................................................................................................................. | [18 empty] | 8,600.69 |  |  | 27.71 |  |  | 34.96 |  | 102.74 |  | 30422
30423 | Electric water heater, storage type, 180 litres, three-phase.................................................................................................... | [18 empty] | 11,755.44 |  |  | 27.71 |  |  | 34.96 |  | 102.74 |  | 30423
30424 | Electric water heater, storage type, 225 litres, three-phase.................................................................................................... | [18 empty] | 13,669.77 |  |  | 27.71 |  |  | 34.96 |  | 102.74 |  | 30424
30425 | Tubular heater, 300 mm.......................................................................................................................................................... | [18 empty] | 138.16 |  |  | 8.99 |  |  | 11.29 |  | 32.84 |  | 30425
30426 | Tubular heater, 600 mm.......................................................................................................................................................... | [18 empty] | 464.12 |  |  | 8.99 |  |  | 11.29 |  | 32.84 |  | 30426
30427 | Tubular heater, 1200 mm........................................................................................................................................................ | [18 empty] | 525.03 |  |  | 8.99 |  |  | 11.29 |  | 32.84 |  | 30427
30428 | Kettle, 3.5 - 4.5 litre, 2 kW (max.), single-phase................................................................................................................... | [18 empty] | 370.43 |  |  | 3.95 |  |  | 5.55 |  | 15.85 |  | 30428
30429 | Water boiler, 3 kW (max.), single-phase................................................................................................................................ | [18 empty] | 4,283.33 |  |  | 3.95 |  |  | 5.55 |  | 15.85 |  | 30429
30430 | Tea urn, 18 litres..................................................................................................................................................................... | [18 empty] | 1,199.43 |  |  | 3.95 |  |  | 5.55 |  | 15.85 |  | 30430
30431 | Electric fire, 1 kW (max.), wall mounted............................................................................................................................... | [18 empty] | 227.67 |  |  | 11.27 |  |  | 14.01 |  | 42.71 |  | 30431
30/26
30 | ELECTRICAL INSTALLATION - MISCELLANEOUS | [16 empty] | 30
Item | Item
ELECTRICAL APPLIANCES (CONT'D) | [12 empty] | Take | [11 empty] | Take
Supply | [22 empty] | down |  | down |  |  | Fix
and | [22 empty] | and |  | and set |  |  | only
fix | [22 empty] | clear |  | aside for
away | [24 empty] | re-use
A | [22 empty] | B |  | C |  |  | D
Each |  |  | $ | [19 empty] | $ |  | $ |  |  | $
30432 | Radiator, 1.5 kW (max.), oil filled.......................................................................................................................................... | [18 empty] | 861.06 |  |  | 16.62 |  |  | 20.76 |  | 62.15 |  | 30432
30433 | Radiator, 2 kW (max.), oil filled............................................................................................................................................. | [18 empty] | 925.20 |  |  | 16.62 |  |  | 20.76 |  | 62.15 |  | 30433
30434 | Radiator, 3 kW (max.), oil filled............................................................................................................................................. | [18 empty] | 932.82 |  |  | 16.62 |  |  | 20.76 |  | 62.15 |  | 30434
30435 | Radiator, 1 kW (max.), infra-red............................................................................................................................................. | [18 empty] | 458.12 |  |  | 16.62 |  |  | 20.76 |  | 62.15 |  | 30435
30436 | Radiator, 1.5 kW (max.), infra-red.......................................................................................................................................... | [18 empty] | 533.48 |  |  | 16.62 |  |  | 20.76 |  | 62.15 |  | 30436
30437 | Radiator, 2 kW (max.), infra-red............................................................................................................................................. | [18 empty] | 546.20 |  |  | 16.62 |  |  | 20.76 |  | 62.15 |  | 30437
30438 | Convector heater, 1.2 kW (max.)............................................................................................................................................ | [18 empty] | 788.27 |  |  | 16.62 |  |  | 20.76 |  | 62.15 |  | 30438
30439 | Wall mounted fan heater, 2 kW (max.)................................................................................................................................... | [18 empty] | 502.60 |  |  | 16.62 |  |  | 20.76 |  | 62.15 |  | 30439
30440 | Convection heater, heavy duty, wall mounted, 3 kW c/w temperature cut-out and
thermostat ............................................................................................................................................................................... | [19 empty] | 6,375.18 |  |  | 16.93 |  |  | 21.01 |  | 62.96 |  | 30440
30441 | Wall clock, 300 mm diameter, battery operated, quartz......................................................................................................... | [18 empty] | 347.84 |  |  | 3.96 |  |  | 5.58 |  | 15.91 |  | 30441
30442 | Hand dryer............................................................................................................................................................................... | [18 empty] | 878.56 |  |  | 6.75 |  |  | 8.45 |  | 25.82 |  | 30442
30443 | Hand/ face dryer, with deflector for hand or face drying, heater rating not less than 2.2 kW............................................... | [18 empty] | 927.83 |  |  | 6.75 |  |  | 8.45 |  | 25.82 |  | 30443
30444 | Wall mounted hair dryer......................................................................................................................................................... | [18 empty] | 988.30 |  |  | 6.89 |  |  | 9.08 |  | 26.49 |  | 30444
30445 | Domestic refrigerator, 170 - 250 litres (CFC free)................................................................................................................. | [18 empty] | 3,074.46 |  |  | 16.62 |  |  | 20.76 |  | 62.15 |  | 30445
30446 | Domestic refrigerator, 250 - 320 litres (CFC free)................................................................................................................. | [18 empty] | 4,037.89 |  |  | 16.62 |  |  | 20.76 |  | 62.15 |  | 30446
30447 | Domestic refrigerator, 320 - 370 litres (CFC free)................................................................................................................. | [18 empty] | 4,785.51 |  |  | 16.62 |  |  | 20.76 |  | 62.15 |  | 30447
30448 | Dehumidifier, moisture removal capacity 13 litres/ day........................................................................................................ | [18 empty] | 2,764.38 |  |  | 16.93 |  |  | 21.01 |  | 62.96 |  | 30448
30449 | High capacity industrial type dehumidifier, air flow 2500 m³/ hr......................................................................................... | [18 empty] | 59,117.43 |  |  | 16.93 |  |  | 21.01 |  | 62.96 |  | 30449
30450 | Ditto but air flow 5000 m³/ hr................................................................................................................................................. | [18 empty] | 80,658.61 |  |  | 16.93 |  |  | 21.01 |  | 62.96 |  | 30450
30451 | Insect killer, single-phase c/w twin 18W UV fluorescent tubes, effective area not less than
30 m² for indoor application .................................................................................................................................................. | [19 empty] | 1,683.84 |  |  | 16.62 |  |  | 20.76 |  | 62.15 |  | 30451
30452 | Ditto but weatherproof type for outdoor application.............................................................................................................. | [18 empty] | 2,362.59 |  |  | 16.62 |  |  | 20.76 |  | 62.15 |  | 30452
30453 | Electric dual jet airflow hand dryer........................................................................................................................................ | [18 empty] | 6,017.76 |  |  | 76.28 |  |  | 114.42 |  | 152.55 |  | 30453
30/27
30 | ELECTRICAL INSTALLATION - MISCELLANEOUS | [16 empty] | 30
Item | Item
PERIODIC INSPECTION, TESTING AND CERTIFICATION (PITC)
Testing and inspection of electrical installation comprising rising mains, feeder circuit, sub-main circuit, final circuit, protective
conductors, earthing facilities, power supplies to all communal services, but excluding main switch board, for the premises in
accordance with the requirements as specified in Chapter 406, Electricity Ordinance and the latest edition of Code of Practice
for Electricity (Wiring) Regulations published by Electrical and Mechanical Services Department and all subsequent amendments | [22 empty] | Rate
thereto issued prior to the date of tendering c/w the provision of electrical schematic, test report and test certificate which should
be certified by Registered Electrical Worker of the appropriate grade and submit Form WR2.
Testing of installed rising mains and feeder circuit in single-phase or three-phase : -
(Testing of plug-in unit/ tee-off switch, sub-main circuit/ final circuit, functional test of RCD shall be measured separately)
A
Per item |  |  | $
30454 | Rating of outgoing switch of switchboard or cut-out switch not exceeding 630A..................................................................................................................... | [26 empty] | 454.00 |  | 30454
30455 | Rating of outgoing switch of switchboard or cut-out switch 630A – 1600A............................................................................................................................. | [26 empty] | 606.96 |  | 30455
30456 | Rating of outgoing switch of switchboard or cut-out switch 1600A – 3200A........................................................................................................................... | [26 empty] | 947.30 |  | 30456
Testing of plug-in unit/ tee-off switch
Each
30457 | Tee off switch/ plug in unit from the rising main........................................................................................................................................................................ | [26 empty] | 67.05 |  | 30457
Type of premises : Clinic & Child Care Centre; Control Point; Prison; Correctional Institution and Detention Centre : -
Testing of sub-main circuit : -
Per circuit
30458 | Testing of single phase circuit..................................................................................................................................................................................................... | [26 empty] | 41.68 |  | 30458
30459 | Testing of three phase circuit....................................................................................................................................................................................................... | [26 empty] | 55.21 |  | 30459
Testing of 13A socket outlet circuit : -
Per circuit
30460 | Testing of single phase circuit..................................................................................................................................................................................................... | [26 empty] | 184.90 |  | 30460
Testing of residual current device (RCD) : -
Each
30461 | Functional test of RCD with or without tester, any rating........................................................................................................................................................... | [26 empty] | 38.95 |  | 30461
Testing of final circuit for lighting fittings : -
Per circuit
30462 | Testing of single phase circuit..................................................................................................................................................................................................... | [26 empty] | 215.45 |  | 30462
30/28
30 | ELECTRICAL INSTALLATION - MISCELLANEOUS | [16 empty] | 30
Item | Item
PERIODIC INSPECTION, TESTING AND CERTIFICATION (PITC) (CONT'D)
Testing and inspection of electrical installation comprising rising mains, feeder circuit, sub-main circuit, final circuit, protective
conductors, earthing facilities, power supplies to all communal services, but excluding main switch board, for the premises in
accordance with the requirements as specified in Chapter 406, Electricity Ordinance and the latest edition of Code of Practice
for Electricity (Wiring) Regulations published by Electrical and Mechanical Services Department and all subsequent amendments
thereto issued prior to the date of tendering c/w the provision of electrical schematic, test report and test certificate which should | [22 empty] | Rate
be certified by Registered Electrical Worker of the appropriate grade and submit Form WR2. - (Cont'd)
Type of premises : Clinic & Child Care Centre; Control Point; Prison; Correctional Institution and Detention Centre : - (Cont'd)
Testing of final circuit other than 13A socket outlet and lighting fittings : -
A
Per circuit |  |  |  | $
30463 | Testing of single phase circuit..................................................................................................................................................................................................... | [26 empty] | 41.68 |  | 30463
30464 | Testing of three phase circuit....................................................................................................................................................................................................... | [26 empty] | 55.21 |  | 30464
30/29
30 | ELECTRICAL INSTALLATION - MISCELLANEOUS | [16 empty] | 30
Item | Item
PERIODIC INSPECTION, TESTING AND CERTIFICATION (PITC) (CONT'D)
Testing and inspection of electrical installation comprising rising mains, feeder circuit, sub-main circuit, final circuit, protective
conductors, earthing facilities, power supplies to all communal services, but excluding main switch board, for the premises in
accordance with the requirements as specified in Chapter 406, Electricity Ordinance and the latest edition of Code of Practice
for Electricity (Wiring) Regulations published by Electrical and Mechanical Services Department and all subsequent amendments
thereto issued prior to the date of tendering c/w the provision of electrical schematic, test report and test certificate which should
be certified by Registered Electrical Worker of the appropriate grade and submit Form WR2. - (Cont'd)
Rate
Type of premises : Institution Buildings including Primary, Secondary and Vocational Training School; Police
Stations; F.S. Stations; Ambulance Depots; Prestige Buildings including Museums, Art Galleries, Legislative
Council Buildings and Court; Playground; Stadium; Sportsground; Park; Hawker Bazaars; Pier; Cemeteries; Public
Latrines; Bath House; Refuse Collection Point; Toilet Block; and all other single-user building : -
Testing of sub-main circuit : -
A
Per circuit |  |  |  | $
30465 | Testing of single phase circuit..................................................................................................................................................................................................... | [26 empty] | 40.86 |  | 30465
30466 | Testing of three phase circuit....................................................................................................................................................................................................... | [26 empty] | 54.10 |  | 30466
Testing of 13A socket outlet circuit : -
Per circuit
30467 | Testing of single phase circuit..................................................................................................................................................................................................... | [26 empty] | 181.21 |  | 30467
Testing of residual current device (RCD) : -
Each
30468 | Functional test of RCD with or without tester, any rating........................................................................................................................................................... | [26 empty] | 38.95 |  | 30468
Testing of final circuit for lighting fittings : -
Per circuit
30469 | Testing of single phase circuit..................................................................................................................................................................................................... | [26 empty] | 211.13 |  | 30469
Testing of final circuit other than 13A socket outlet and lighting fittings : -
Per circuit
30470 | Testing of single phase circuit..................................................................................................................................................................................................... | [26 empty] | 40.86 |  | 30470
30471 | Testing of three phase circuit....................................................................................................................................................................................................... | [26 empty] | 54.10 |  | 30471
30/30
30 | ELECTRICAL INSTALLATION - MISCELLANEOUS | [16 empty] | 30
Item | Item
PERIODIC INSPECTION, TESTING AND CERTIFICATION (PITC) (CONT'D)
Testing and inspection of electrical installation comprising rising mains, feeder circuit, sub-main circuit, final circuit, protective
conductors, earthing facilities, power supplies to all communal services, but excluding main switch board, for the premises in
accordance with the requirements as specified in Chapter 406, Electricity Ordinance and the latest edition of Code of Practice
for Electricity (Wiring) Regulations published by Electrical and Mechanical Services Department and all subsequent amendments
thereto issued prior to the date of tendering c/w the provision of electrical schematic, test report and test certificate which should
be certified by Registered Electrical Worker of the appropriate grade and submit Form WR2. - (Cont'd)
Rate
Type of premises : Office Building including Office, Government House, Carpark and Post Office; Quarters;
Municipal Building including Civic Centre, Community Centre, Culture Centre, Theatre, Swimming Pool, Market,
Mortuaries, Libraries, Indoor Game Hall; Industrial Building including Workshop, Depot, Laboratory and
Plant; and all other multi-user building : -
Testing of sub-main circuit : -
A
Per circuit |  |  |  | $
30472 | Testing of single phase circuit..................................................................................................................................................................................................... | [26 empty] | 39.60 |  | 30472
30473 | Testing of three phase circuit....................................................................................................................................................................................................... | [26 empty] | 52.44 |  | 30473
Testing of 13A socket outlet circuit : -
Per circuit
30474 | Testing of single phase circuit..................................................................................................................................................................................................... | [26 empty] | 175.65 |  | 30474
Testing of residual current device (RCD) : -
Each
30475 | Functional test of RCD with or without tester, any rating........................................................................................................................................................... | [26 empty] | 38.95 |  | 30475
Testing of final circuit for lighting fittings : -
Per circuit
30476 | Testing of single phase circuit..................................................................................................................................................................................................... | [26 empty] | 204.67 |  | 30476
Testing of final circuit other than 13A socket outlet and lighting fittings : -
Per circuit
30477 | Testing of single phase circuit..................................................................................................................................................................................................... | [26 empty] | 39.60 |  | 30477
30478 | Testing of three phase circuit....................................................................................................................................................................................................... | [26 empty] | 52.44 |  | 30478
Submission of Form WR2 to EMSD
Per item
30479 | Submit Form WR2 to EMSD including endorsement fee........................................................................................................................................................... | [26 empty] | 1,935.80 |  | 30479
30/31
30 | ELECTRICAL INSTALLATION - MISCELLANEOUS | [16 empty] | 30
Item | Item
PERIODIC INSPECTION, TESTING AND CERTIFICATION (PITC) (CONT'D)
Testing and inspection of electrical installation comprising rising mains, feeder circuit, sub-main circuit, final circuit, protective
conductors, earthing facilities, power supplies to all communal services, but excluding main switch board, for the premises in | [22 empty] | Rate
accordance with the requirements as specified in Chapter 406, Electricity Ordinance and the latest edition of Code of Practice
for Electricity (Wiring) Regulations published by Electrical and Mechanical Services Department and all subsequent amendments
thereto issued prior to the date of tendering c/w the provision of electrical schematic, test report and test certificate which should
be certified by Registered Electrical Worker of the appropriate grade and submit Form WR2. - (Cont'd)
A
Per installation |  |  |  |  | $
30480 | Testing of power factor correction installation up to 240 kVAr at 380V nominal voltage including PF control relays,
circuit protective devices, contactors and capacitors.................................................................................................................................................................. | [27 empty] | 1,997.66 |  | 30480
30481 | Testing of power factor correction installation exceeding 240 kVAr at 380V nominal voltage including PF control relays,
circuit protective devices, contactors and capacitors.................................................................................................................................................................. | [27 empty] | 2,659.64 |  | 30481
Testing and inspection of electrical installation of the low voltage cubicle switchboard where all existing switchgear,
busbar, IDMT, circuit breaker, earthing devices and etc. are inspected, tested and issue of test certificate.
Current Capacity of Low voltage cubicle switchboard : -
Per item
30482 | below 800A 3 Phase (1 - 3 cubicle column) ............................................................................................................................................................................... | [26 empty] | 11,334.37 |  | 30482
30483 | below 800A 3 Phase (4 - 6 cubicle column) ............................................................................................................................................................................... | [26 empty] | 20,103.83 |  | 30483
30484 | 800A/ 1000A 3 Phase (1 - 3 cubicle column) ............................................................................................................................................................................ | [26 empty] | 11,334.37 |  | 30484
30485 | 800A/ 1000A 3 Phase (4 - 6 cubicle column) ............................................................................................................................................................................ | [26 empty] | 20,103.83 |  | 30485
30486 | 1200A/ 1600A 3 Phase (1 - 3 cubicle column) .......................................................................................................................................................................... | [26 empty] | 12,176.41 |  | 30486
30487 | 1200A/ 1600A 3 Phase (4 - 6 cubicle column) .......................................................................................................................................................................... | [26 empty] | 23,471.97 |  | 30487
30488 | 1200A/ 1600A 3 Phase (7 - 9 cubicle column) .......................................................................................................................................................................... | [26 empty] | 33,312.06 |  | 30488
30489 | 2000A/ 2250A/ 2500A 3 Phase (1 - 3 cubicle column) ............................................................................................................................................................. | [26 empty] | 12,176.41 |  | 30489
30490 | 2000A/ 2250A/ 2500A 3 Phase (4 - 6 cubicle column) ............................................................................................................................................................. | [26 empty] | 23,471.97 |  | 30490
30491 | 2000A/ 2250A/ 2500A 3 Phase (7 - 9 cubicle column) ............................................................................................................................................................. | [26 empty] | 33,312.06 |  | 30491
30492 | 2000A/ 2250A/ 2500A 3 Phase (10 - 12 cubicle column) ......................................................................................................................................................... | [26 empty] | 44,416.08 |  | 30492
30493 | 2000A/ 2250A/ 2500A 3 Phase (Extra for each addition cubicle column over 12 cubicle column) ........................................................................................ | [26 empty] | 3,701.34 |  | 30493
30494 | 3000A/ 3200A 3 Phase (1 - 3 cubicle column) .......................................................................................................................................................................... | [26 empty] | 15,080.31 |  | 30494
30495 | 3000A/ 3200A 3 Phase (4 - 6 cubicle column) .......................................................................................................................................................................... | [26 empty] | 23,892.12 |  | 30495
30496 | 3000A/ 3200A 3 Phase (7 - 9 cubicle column) .......................................................................................................................................................................... | [26 empty] | 39,206.32 |  | 30496
30497 | 3000A/ 3200A 3 Phase (10 - 12 cubicle column) ...................................................................................................................................................................... | [26 empty] | 47,784.22 |  | 30497
30498 | 3000A/ 3200A 3 Phase (Extra for each addition cubicle column over 12 cubicle column) ..................................................................................................... | [26 empty] | 3,982.02 |  | 30498
30/32
30 | ELECTRICAL INSTALLATION - MISCELLANEOUS | [16 empty] | 30
Item | Item
PERIODIC INSPECTION, TESTING AND CERTIFICATION (PITC) (CONT'D)
Testing and inspection of electrical installation comprising rising mains, feeder circuit, sub-main circuit, final circuit, protective
conductors, earthing facilities, power supplies to all communal services, but excluding main switch board, for the premises in
accordance with the requirements as specified in Chapter 406, Electricity Ordinance and the latest edition of Code of Practice
for Electricity (Wiring) Regulations published by Electrical and Mechanical Services Department and all subsequent amendments | [22 empty] | Rate
thereto issued prior to the date of tendering c/w the provision of electrical schematic, test report and test certificate which should
be certified by Registered Electrical Worker of the appropriate grade and submit Form WR2. - (Cont'd)
Testing of IDMT earth fault relay : -
A
Per item |  |  | $
30499 | Carry out site testing work for IDMT earth fault relay including provision of full set of test report and Form WR2A ........................................................... | [26 empty] | 5,461.85 |  | 30499
Entrusted testing and inspection of electrical installation comprising rising mains, feeder circuit, sub-main circuit, final circuit, protective
conductors, earthing facilities, power supplies to all communal services, but excluding main switch board, for the premises in accordance
with the requirements as specified in Chapter 406, Electricity Ordinance and the latest edition of Code of Practice for Electricity
(Wiring) Regulations published by Electrical and Mechanical Services Department and all subsequent amendments thereto issued
prior to the date of tendering c/w the provision of electrical schematic, test report and test certificate which should be certified by
Registered Electrical Worker of the appropriate grade and submit Form WR2. The cost of planning and arrangement of venues,
engagement of the Independent PITC Checker and uploading the PITC record to the "Electronic System for Planning, Programming,
Data Inputting, Storage and Retrievals of Inspection and Maintenance Works in Buildings" shall be deemed to be included in the
respective items for PITC works, in addition, the Contractor shall also proceed with the rectification work and submit the test certificate
upon completion.
Testing of installed rising mains and feeder circuit in single-phase or three-phase : -
(Testing of plug-in unit/ tee-off switch, sub-main circuit/ final circuit, functional test of RCD shall be measured separately)
Per item
30500 | Rating of outgoing switch of switchboard or cut-out switch not exceeding 630A..................................................................................................................... | [26 empty] | 538.20 |  | 30500
30501 | Rating of outgoing switch of switchboard or cut-out switch 630A – 1600A............................................................................................................................. | [26 empty] | 691.17 |  | 30501
30502 | Rating of outgoing switch of switchboard or cut-out switch 1600A – 3200A........................................................................................................................... | [26 empty] | 1,031.49 |  | 30502
Testing of plug-in unit/ tee-off switch
Each
30503 | Tee off switch/ plug in unit from the rising main........................................................................................................................................................................ | [26 empty] | 109.15 |  | 30503
30/33
30 | ELECTRICAL INSTALLATION - MISCELLANEOUS | [16 empty] | 30
Item | Item
PERIODIC INSPECTION, TESTING AND CERTIFICATION (PITC) (CONT'D)
Entrusted testing and inspection of electrical installation comprising rising mains, feeder circuit, sub-main circuit, final circuit, protective
conductors, earthing facilities, power supplies to all communal services, but excluding main switch board, for the premises in accordance
with the requirements as specified in Chapter 406, Electricity Ordinance and the latest edition of Code of Practice for Electricity
(Wiring) Regulations published by Electrical and Mechanical Services Department and all subsequent amendments thereto issued
prior to the date of tendering c/w the provision of electrical schematic, test report and test certificate which should be certified by
Registered Electrical Worker of the appropriate grade and submit Form WR2. The cost of planning and arrangement of venues,
engagement of the Independent PITC Checker and uploading the PITC record to the "Electronic System for Planning, Programming, | [24 empty] | Rate
Data Inputting, Storage and Retrievals of Inspection and Maintenance Works in Buildings" shall be deemed to be included in the
respective items for PITC works, in addition, the Contractor shall also proceed with the rectification work and submit the test certificate
upon completion. - (Cont'd)
Type of premises : Clinic & Child Care Centre; Control Point; Prison; Correctional Institution and Detention Centre : -
Testing of sub-main circuit : -
A
Per circuit |  |  |  | $
30504 | Testing of single phase circuit..................................................................................................................................................................................................... | [26 empty] | 58.53 |  | 30504
30505 | Testing of three phase circuit....................................................................................................................................................................................................... | [26 empty] | 72.05 |  | 30505
Testing of 13A socket outlet circuit : -
Per circuit
30506 | Testing of single phase circuit..................................................................................................................................................................................................... | [26 empty] | 201.73 |  | 30506
Testing of residual current device (RCD) : -
Each
30507 | Functional test of RCD with or without tester, any rating........................................................................................................................................................... | [26 empty] | 40.56 |  | 30507
Testing of final circuit for lighting fittings : -
Per circuit
30508 | Testing of single phase circuit..................................................................................................................................................................................................... | [26 empty] | 232.28 |  | 30508
Testing of final circuit other than 13A socket outlet and lighting fittings : -
Per circuit
30509 | Testing of single phase circuit..................................................................................................................................................................................................... | [26 empty] | 58.53 |  | 30509
30510 | Testing of three phase circuit....................................................................................................................................................................................................... | [26 empty] | 72.05 |  | 30510
30/34
30 | ELECTRICAL INSTALLATION - MISCELLANEOUS | [16 empty] | 30
Item | Item
PERIODIC INSPECTION, TESTING AND CERTIFICATION (PITC) (CONT'D)
Entrusted testing and inspection of electrical installation comprising rising mains, feeder circuit, sub-main circuit, final circuit, protective
conductors, earthing facilities, power supplies to all communal services, but excluding main switch board, for the premises in accordance
with the requirements as specified in Chapter 406, Electricity Ordinance and the latest edition of Code of Practice for Electricity
(Wiring) Regulations published by Electrical and Mechanical Services Department and all subsequent amendments thereto issued
prior to the date of tendering c/w the provision of electrical schematic, test report and test certificate which should be certified by
Registered Electrical Worker of the appropriate grade and submit Form WR2. The cost of planning and arrangement of venues,
engagement of the Independent PITC Checker and uploading the PITC record to the "Electronic System for Planning, Programming,
Data Inputting, Storage and Retrievals of Inspection and Maintenance Works in Buildings" shall be deemed to be included in the
respective items for PITC works, in addition, the Contractor shall also proceed with the rectification work and submit the test certificate | [24 empty] | Rate
upon completion. - (Cont'd)
Type of premises : Institution Buildings including Primary, Secondary and Vocational Training School; Police
Stations; F.S. Stations; Ambulance Depots; Prestige Buildings including Museums, Art Galleries, Legislative
Council Buildings and Court; Playground; Stadium; Sportsground; Park; Hawker Bazaars; Pier; Cemeteries; Public
Latrines; Bath House; Refuse Collection Point; Toilet Block; and all other single-user building : -
Testing of sub-main circuit : -
A
Per circuit |  |  |  | $
30511 | Testing of single phase circuit..................................................................................................................................................................................................... | [26 empty] | 57.70 |  | 30511
30512 | Testing of three phase circuit....................................................................................................................................................................................................... | [26 empty] | 70.95 |  | 30512
Testing of 13A socket outlet circuit : -
Per circuit
30513 | Testing of single phase circuit..................................................................................................................................................................................................... | [26 empty] | 198.04 |  | 30513
Testing of residual current device (RCD) : -
Each
30514 | Functional test of RCD with or without tester, any rating........................................................................................................................................................... | [26 empty] | 40.56 |  | 30514
Testing of final circuit for lighting fittings : -
Per circuit
30515 | Testing of single phase circuit..................................................................................................................................................................................................... | [26 empty] | 227.97 |  | 30515
Testing of final circuit other than 13A socket outlet and lighting fittings : -
Per circuit
30516 | Testing of single phase circuit..................................................................................................................................................................................................... | [26 empty] | 57.70 |  | 30516
30517 | Testing of three phase circuit....................................................................................................................................................................................................... | [26 empty] | 70.95 |  | 30517
30/35
30 | ELECTRICAL INSTALLATION - MISCELLANEOUS | [16 empty] | 30
Item | Item
PERIODIC INSPECTION, TESTING AND CERTIFICATION (PITC) (CONT'D)
Entrusted testing and inspection of electrical installation comprising rising mains, feeder circuit, sub-main circuit, final circuit, protective
conductors, earthing facilities, power supplies to all communal services, but excluding main switch board, for the premises in accordance
with the requirements as specified in Chapter 406, Electricity Ordinance and the latest edition of Code of Practice for Electricity
(Wiring) Regulations published by Electrical and Mechanical Services Department and all subsequent amendments thereto issued
prior to the date of tendering c/w the provision of electrical schematic, test report and test certificate which should be certified by
Registered Electrical Worker of the appropriate grade and submit Form WR2. The cost of planning and arrangement of venues,
engagement of the Independent PITC Checker and uploading the PITC record to the "Electronic System for Planning, Programming,
Data Inputting, Storage and Retrievals of Inspection and Maintenance Works in Buildings" shall be deemed to be included in the | [22 empty] | Rate
respective items for PITC works, in addition, the Contractor shall also proceed with the rectification work and submit the test certificate
upon completion. - (Cont'd)
Type of premises : Office Building including Office, Government House, Carpark and Post Office; Quarters; Municipal Building
including Civic Centre, Community Centre, Culture Centre, Theatre, Swimming Pool, Market, Mortuaries, Libraries,
Indoor Game Hall; Industrial Building including Workshop, Depot, Laboratory and Plant; and all other multi-user building : -
Testing of sub-main circuit : -
A
Per circuit |  |  |  | $
30518 | Testing of single phase circuit..................................................................................................................................................................................................... | [26 empty] | 56.44 |  | 30518
30519 | Testing of three phase circuit....................................................................................................................................................................................................... | [26 empty] | 69.29 |  | 30519
Testing of 13A socket outlet circuit : -
Per circuit
30520 | Testing of single phase circuit..................................................................................................................................................................................................... | [26 empty] | 192.49 |  | 30520
Testing of residual current device (RCD) : -
Each
30521 | Functional test of RCD with or without tester, any rating........................................................................................................................................................... | [26 empty] | 40.56 |  | 30521
Testing of final circuit for lighting fittings : -
Per circuit
30522 | Testing of single phase circuit..................................................................................................................................................................................................... | [26 empty] | 221.52 |  | 30522
Testing of final circuit other than 13A socket outlet and lighting fittings : -
Per circuit
30523 | Testing of single phase circuit..................................................................................................................................................................................................... | [26 empty] | 56.44 |  | 30523
30524 | Testing of three phase circuit....................................................................................................................................................................................................... | [26 empty] | 69.29 |  | 30524
Submission of Form WR2 to EMSD
Per item
30525 | Submit Form WR2 to EMSD including endorsement fee........................................................................................................................................................... | [26 empty] | 1,935.80 |  | 30525
30/36
30 | ELECTRICAL INSTALLATION - MISCELLANEOUS | [16 empty] | 30
Item | Item
PERIODIC INSPECTION, TESTING AND CERTIFICATION (PITC) (CONT'D)
Entrusted testing and inspection of electrical installation comprising rising mains, feeder circuit, sub-main circuit, final circuit, protective
conductors, earthing facilities, power supplies to all communal services, but excluding main switch board, for the premises in accordance
with the requirements as specified in Chapter 406, Electricity Ordinance and the latest edition of Code of Practice for Electricity
(Wiring) Regulations published by Electrical and Mechanical Services Department and all subsequent amendments thereto issued | [22 empty] | Rate
prior to the date of tendering c/w the provision of electrical schematic, test report and test certificate which should be certified by
Registered Electrical Worker of the appropriate grade and submit Form WR2. The cost of planning and arrangement of venues,
engagement of the Independent PITC Checker and uploading the PITC record to the "Electronic System for Planning, Programming,
Data Inputting, Storage and Retrievals of Inspection and Maintenance Works in Buildings" shall be deemed to be included in the
respective items for PITC works, in addition, the Contractor shall also proceed with the rectification work and submit the test certificate
upon completion. - (Cont'd)
A
Per installation |  |  |  |  | $
30526 | Testing of power factor correction installation up to 240 kVAr at 380V nominal voltage including PF control relays,
circuit protective devices, contactors and capacitors.................................................................................................................................................................. | [27 empty] | 2,839.70 |  | 30526
30527 | Testing of power factor correction installation exceeding 240 kVAr at 380V nominal voltage including PF control relays,
circuit protective devices, contactors and capacitors.................................................................................................................................................................. | [27 empty] | 3,501.68 |  | 30527
Testing and inspection of electrical installation of the low voltage cubicle switchboard where all existing switchgear,
busbar, IDMT, circuit breaker, earthing devices and etc. are inspected, tested and issue of test certificate.
Current Capacity of Low voltage cubicle switchboard : -
Per item
30528 | below 800A 3 Phase (1 - 3 cubicle column) ............................................................................................................................................................................... | [26 empty] | 12,176.41 |  | 30528
30529 | below 800A 3 Phase (4 - 6 cubicle column) ............................................................................................................................................................................... | [26 empty] | 20,945.86 |  | 30529
30530 | 800A/ 1000A 3 Phase (1 - 3 cubicle column) ............................................................................................................................................................................ | [26 empty] | 12,176.41 |  | 30530
30531 | 800A/ 1000A 3 Phase (4 - 6 cubicle column) ............................................................................................................................................................................ | [26 empty] | 20,945.86 |  | 30531
30532 | 1200A/ 1600A 3 Phase (1 - 3 cubicle column) .......................................................................................................................................................................... | [26 empty] | 13,018.44 |  | 30532
30533 | 1200A/ 1600A 3 Phase (4 - 6 cubicle column) .......................................................................................................................................................................... | [26 empty] | 24,314.01 |  | 30533
30534 | 1200A/ 1600A 3 Phase (7 - 9 cubicle column) .......................................................................................................................................................................... | [26 empty] | 34,154.10 |  | 30534
30535 | 2000A/ 2250A/ 2500A 3 Phase (1 - 3 cubicle column) ............................................................................................................................................................. | [26 empty] | 13,018.44 |  | 30535
30536 | 2000A/ 2250A/ 2500A 3 Phase (4 - 6 cubicle column) ............................................................................................................................................................ | [26 empty] | 24,314.01 |  | 30536
30537 | 2000A/ 2250A/ 2500A 3 Phase (7 - 9 cubicle column) ............................................................................................................................................................. | [26 empty] | 34,154.10 |  | 30537
30538 | 2000A/ 2250A/ 2500A 3 Phase (10 - 12 cubicle column) ......................................................................................................................................................... | [26 empty] | 45,258.12 |  | 30538
30539 | 2000A/ 2250A/ 2500A 3 Phase (Extra for each addition cubicle column over 12 cubicle column) ........................................................................................ | [26 empty] | 3,771.51 |  | 30539
30540 | 3000A/ 3200A 3 Phase (1 - 3 cubicle column) .......................................................................................................................................................................... | [26 empty] | 15,922.34 |  | 30540
30541 | 3000A/ 3200A 3 Phase (4 - 6 cubicle column) .......................................................................................................................................................................... | [26 empty] | 24,734.15 |  | 30541
30542 | 3000A/ 3200A 3 Phase (7 - 9 cubicle column) .......................................................................................................................................................................... | [26 empty] | 40,048.35 |  | 30542
30543 | 3000A/ 3200A 3 Phase (10 - 12 cubicle column) ...................................................................................................................................................................... | [26 empty] | 48,626.26 |  | 30543
30544 | 3000A/ 3200A 3 Phase (Extra for each addition cubicle column over 12 cubicle column) ..................................................................................................... | [26 empty] | 4,052.19 |  | 30544
30/37
30 | ELECTRICAL INSTALLATION - MISCELLANEOUS | [16 empty] | 30
Item | Item
PERIODIC INSPECTION, TESTING AND CERTIFICATION (PITC) (CONT'D)
Entrusted testing and inspection of electrical installation comprising rising mains, feeder circuit, sub-main circuit, final circuit, protective
conductors, earthing facilities, power supplies to all communal services, but excluding main switch board, for the premises in accordance
with the requirements as specified in Chapter 406, Electricity Ordinance and the latest edition of Code of Practice for Electricity
(Wiring) Regulations published by Electrical and Mechanical Services Department and all subsequent amendments thereto issued
prior to the date of tendering c/w the provision of electrical schematic, test report and test certificate which should be certified by
Registered Electrical Worker of the appropriate grade and submit Form WR2. The cost of planning and arrangement of venues, | [22 empty] | Rate
engagement of the Independent PITC Checker and uploading the PITC record to the "Electronic System for Planning, Programming,
Data Inputting, Storage and Retrievals of Inspection and Maintenance Works in Buildings" shall be deemed to be included in the
respective items for PITC works, in addition, the Contractor shall also proceed with the rectification work and submit the test certificate
upon completion. - (Cont'd)
Testing of IDMT earth fault relay : -
A
Per item |  |  | $
30545 | Carry out site testing work for IDMT earth fault relay including provision of full set of test report and Form WR2A ........................................................... | [26 empty] | 6,303.88 |  | 30545
TESTING
Testing and inspection of electrical installation comprising sub-main circuit, final circuit, protective conductors, earthing facilities,
power supplies to all communal services, but excluding main switch board, for the premises in accordance with the requirements
as specified in Chapter 406, Electricity Ordinance and the latest edition of Code of Practice for Electricity (Wiring) Regulations
published by Electrical and Mechanical Services Department and all subsequent amendments thereto issued prior to the date
of tendering c/w the submission of Form WR2 for annual renewal of Dangerous Goods Licence - | [17 empty] | Rate
Type of premises : Dangerous Goods store : -
Testing of sub-main circuit : -
A
Per circuit |  |  |  | $
30546 | Testing of single phase circuit..................................................................................................................................................................................................... | [26 empty] | 82.94 |  | 30546
30547 | Testing of three phase circuit....................................................................................................................................................................................................... | [26 empty] | 105.64 |  | 30547
Testing of 13A socket outlet circuit : -
Per circuit
30548 | Testing of single phase circuit..................................................................................................................................................................................................... | [26 empty] | 246.75 |  | 30548
Testing of residual current device (RCD) : -
Each
30549 | Functional test of RCD with or without tester, any rating........................................................................................................................................................... | [26 empty] | 40.56 |  | 30549
Testing of final circuit for lighting fittings : -
Per circuit
30550 | Testing of single phase circuit..................................................................................................................................................................................................... | [26 empty] | 296.91 |  | 30550
30/38
30 | ELECTRICAL INSTALLATION - MISCELLANEOUS | [16 empty] | 30
Item | Item
TESTING (CONT'D)
Testing and inspection of electrical installation comprising sub-main circuit, final circuit, protective conductors, earthing facilities,
power supplies to all communal services, but excluding main switch board, for the premises in accordance with the requirements
as specified in Chapter 406, Electricity Ordinance and the latest edition of Code of Practice for Electricity (Wiring) Regulations
published by Electrical and Mechanical Services Department and all subsequent amendments thereto issued prior to the date
of tendering c/w the submission of Form WR2 for annual renewal of Dangerous Goods Licence - (Cont'd)
Rate
Type of premises : Dangerous Goods store : -
Testing of sub-main circuit : -
Testing of final circuit other than 13A socket outlet and lighting fittings : -
A
Per circuit |  |  |  | $
30551 | Testing of single phase circuit..................................................................................................................................................................................................... | [26 empty] | 82.94 |  | 30551
30552 | Testing of three phase circuit....................................................................................................................................................................................................... | [26 empty] | 105.64 |  | 30552
Testing and inspection of electrical installation for domestic quarters where all existing switchgear, wiring, lighting,
power points, appliances, etc. are inspected and tested, and test certificate is issued to enable the new tenant to obtain
electricity supply from Power Company upon change of tenancy (with usable floor area of quarters) : -
Per item
30553 | Not exceeding 50 m².................................................................................................................................................................................................................... | [26 empty] | 1,319.30 |  | 30553
30554 | 50 m² - 100 m².............................................................................................................................................................................................................................. | [26 empty] | 1,887.44 |  | 30554
30555 | 100 m² - 150 m²............................................................................................................................................................................................................................ | [26 empty] | 1,999.60 |  | 30555
30556 | 150 m² - 200 m²............................................................................................................................................................................................................................ | [26 empty] | 2,392.59 |  | 30556
30557 | Over 200 m².................................................................................................................................................................................................................................. | [26 empty] | 3,800.93 |  | 30557
Measurement of circuit : -
Per way
30558 | Measurement of current, single phase current............................................................................................................................................................................. | [26 empty] | 85.73 |  | 30558
30559 | Measurement of current, three phases current, not exceeding 400A ......................................................................................................................................... | [26 empty] | 120.13 |  | 30559
30560 | Measurement of current, three phases current, exceeding 400A ............................................................................................................................................... | [26 empty] | 132.48 |  | 30560
30/39
30 | ELECTRICAL INSTALLATION - MISCELLANEOUS | [16 empty] | 30
Item | Item
TESTING (CONT'D)
(Note : The following items are not applicable for new installation. It will only be paid for testing on existing installation if
ordered by the Maintenance Surveyor in writing.) | [12 empty] | Rate
Testing of each emergency lighting : -
A
Per item |  |  | $
30561 | Testing and provision of written report of emergency lighting fitting including a discharge test to the central battery, for a
minute at the 10-hour discharge rate according to the Fire Services Departments latest requirements for Minimum Fire
Service Installation and Equipment and Inspection, Testing and Maintenance of Installation and Equipment published by Fire
Services Department and all amendment subsequent thereto issued prior to the date of tendering.......................................................................................... | [27 empty] | 125.15 |  | 30561
30562 | Testing and provision of written report of single battery emergency lighting fitting including testing of self contained battery
according to Fire Services Departments latest requirements for Minimum Fire Service Installation and self contained battery
Inspection, Testing and Maintenance of Installation and Equipment published by Fire Services Department
and all amendment subsequent thereto issued prior to the date of tendering............................................................................................................................. | [27 empty] | 106.31 |  | 30562
30563 | Inspection of emergency lighting by registered fire service contractor...................................................................................................................................... | [26 empty] | 78.87 |  | 30563
30564 | Issue of FS251 on certification of emergency lighting installation............................................................................................................................................. | [26 empty] | 1,703.77 |  | 30564
30/40
30 | ELECTRICAL INSTALLATION - MISCELLANEOUS | [16 empty] | 30
Item | Item
MISCELLANEOUS | [5 empty] | Take | [18 empty] | Take
Supply | [22 empty] | down |  | down |  |  | Fix
and | [22 empty] | and |  | and set |  |  | only
Isolating transformer comply with IEC 60076, including submission of test | [16 empty] | fix | [5 empty] | clear |  | aside for
certificates : - |  |  |  |  | away | [19 empty] | re-use
A | [22 empty] | B |  | C |  |  | D
Each |  |  | $ | [19 empty] | $ |  | $ |  |  | $
30565 | Not exceeding 5 kVA.............................................................................................................................................................. | [18 empty] | 10,890.22 |  |  | 646.70 |  |  | 808.49 |  | 2,418.71 |  | 30565
30566 | 5 - 25 kVA............................................................................................................................................................................... | [18 empty] | 29,481.22 |  |  | 966.40 |  |  | 1,205.79 |  | 3,616.47 |  | 30566
30567 | 25 - 50 kVA............................................................................................................................................................................. | [18 empty] | 50,206.77 |  |  | 1,458.40 |  |  | 1,822.50 |  | 5,651.26 |  | 30567
30568 | 50 - 100 kVA........................................................................................................................................................................... | [18 empty] | 65,226.33 |  |  | 1,914.01 |  |  | 2,390.00 |  | 7,269.03 |  | 30568
30569 | Add to last item for each additional 50 kVA or part thereof ................................................................................................. | [18 empty] | 15,914.97 |  |  | 485.49 |  |  | 607.14 |  | 1,821.98 |  | 30569
Active harmonic filter
Active harmonic filter c/w current transformer, wiring and all necessary accessories;
with total rms current rating (Arms) rating up to : -
Each
30570 | 50A.......................................................................................................................................................................................... | [18 empty] | 84,607.94 |  |  | 1,480.09 |  |  | 1,965.32 |  | 2,940.73 |  | 30570
30571 | 100A........................................................................................................................................................................................ | [18 empty] | 11,611.97 |  |  | 1,959.26 |  |  | 2,452.18 |  | 3,777.82 |  | 30571
(The actual rate should be : $116,119.70 for Item 30571A)
30572 | 300A........................................................................................................................................................................................ | [18 empty] | 34,704.60 |  |  | 2,204.48 |  |  | 3,193.39 |  | 4,265.02 |  | 30572
(The actual rate should be : $347,046.00 for Item 30572A)
Surge protection device
Surge protection device c/w necessary cable and wiring, which shall be capable of
diverting the following current levels : -
Each
30573 | 80A/ 120A/ 160A per phase................................................................................................................................................... | [18 empty] | 9,131.26 |  |  | 62.36 |  |  | 102.70 |  | 120.40 |  | 30573
30574 | 200A/ 240A/ 360A/ 480A per phase...................................................................................................................................... | [18 empty] | 9,709.21 |  |  | 62.36 |  |  | 102.70 |  | 143.04 |  | 30574
30575 | 600A/ 720A per phase............................................................................................................................................................ | [18 empty] | 12,682.58 |  |  | 124.63 |  |  | 146.64 |  | 178.72 |  | 30575
30576 | 960A per phase........................................................................................................................................................................ | [18 empty] | 16,424.05 |  |  | 178.21 |  |  | 222.90 |  | 245.00 |  | 30576
30/41
30 | ELECTRICAL INSTALLATION - MISCELLANEOUS | [16 empty] | 30
Item | Item
MISCELLANEOUS (CONT'D)
Take | [24 empty] | Take
Supply | [22 empty] | down |  | down |  |  | Fix
Electronic power meter c/w current transformer (all types), wiring for sampling | [16 empty] | and | [5 empty] | and |  | and set |  |  | only
current & voltage supply sources, power point with spur/ connection unit and | [16 empty] | fix | [5 empty] | clear |  | aside for
all necessary accessories, using in circuit current rating up to : - | [14 empty] | away | [9 empty] | re-use
A | [22 empty] | B |  | C |  |  | D
Each |  |  | $ | [19 empty] | $ |  | $ |  |  | $
30577 | 60A/ 100A............................................................................................................................................................................... | [18 empty] | 20,859.14 |  |  | 1,247.31 |  |  | 1,730.38 |  | 1,904.70 |  | 30577
30578 | 200A........................................................................................................................................................................................ | [18 empty] | 23,304.24 |  |  | 1,247.31 |  |  | 1,730.38 |  | 1,904.70 |  | 30578
30579 | 400A/ 600A/ 800A.................................................................................................................................................................. | [18 empty] | 25,983.42 |  |  | 1,493.42 |  |  | 2,231.66 |  | 2,372.49 |  | 30579
30580 | 1000A/ 1600A/ 2250A........................................................................................................................................................... | [18 empty] | 28,467.72 |  |  | 1,850.39 |  |  | 2,466.85 |  | 2,975.55 |  | 30580
Ceiling rose and connector : -
Each
30581 | Ceiling rose surface 2 or 3 terminal cordgrip pattern............................................................................................................. | [18 empty] | 48.27 |  |  | 7.66 |  |  | 9.19 |  | 23.66 |  | 30581
30582 | Ditto, small cap type............................................................................................................................................................... | [18 empty] | 37.86 |  |  | 6.03 |  |  | 7.48 |  | 22.88 |  | 30582
30583 | Connector porcelain, single way............................................................................................................................................. | [18 empty] | 8.11 |  |  | 1.02 |  |  | 1.25 |  | 3.04 |  | 30583
30584 | Connector porcelain, double way........................................................................................................................................... | [18 empty] | 9.15 |  |  | 1.02 |  |  | 1.25 |  | 3.04 |  | 30584
Per way
30585 | Connector moulded with non-rotable tinned brass inserts 5 - 10A....................................................................................... | [18 empty] | 3.33 |  |  | 0.38 |  |  | 0.46 |  | 1.16 |  | 30585
30586 | Ditto, 15 - 30A........................................................................................................................................................................ | [18 empty] | 4.05 |  |  | 0.38 |  |  | 0.46 |  | 1.16 |  | 30586
30/42
30 | ELECTRICAL INSTALLATION - MISCELLANEOUS | [16 empty] | 30
Item | Item
MISCELLANEOUS (CONT'D) | [9 empty] | Take | [14 empty] | Take
Supply | [22 empty] | down |  | down |  |  | Fix
and | [22 empty] | and |  | and set |  |  | only
Sundries : - |  |  |  | fix | [18 empty] | clear |  | aside for
away | [24 empty] | re-use
A | [22 empty] | B |  | C |  |  | D
Each |  |  | $ | [19 empty] | $ |  | $ |  |  | $
30587 | Provision of framed as-built drawing/ safety instruction/ operation instruction in an aluminium
frame suitable for A2 size paper c/w 3 mm thick clear plastic front sheet & wooden back plate........................................ | [19 empty] | 835.07 |  |  | 9.79 |  |  | 11.98 |  | 30.45 |  | 30587
30588 | Ditto, for A3 size paper........................................................................................................................................................... | [18 empty] | 715.75 |  |  | 7.39 |  |  | 8.91 |  | 22.92 |  | 30588
30589 | Numbered ferrule for 1 core PVC cable per way................................................................................................................... | [18 empty] | 14.23 |  |  | 2.55 |  |  | - |  | 10.03 |  | 30589
30590 | Label for distribution board per way...................................................................................................................................... | [18 empty] | 8.54 |  |  | 0.86 |  |  | 0.95 |  | 1.96 |  | 30590
30591 | Adhesive circuitry label at least 4mm in height showing circuit numbers............................................................................ | [18 empty] | 1.37 |  |  | 0.35 |  |  | 0.37 |  | 0.80 |  | 30591
30592 | Traffolyte type warning notice for switch room, size 300 x 150 mm.................................................................................... | [18 empty] | 137.64 |  |  | 4.88 |  |  | 6.12 |  | 17.33 |  | 30592
30593 | Traffolyte type label with engraved English and Chinese lettering, size up to 0.002 m²...................................................... | [18 empty] | 7.78 |  |  | 0.86 |  |  | 1.11 |  | 2.90 |  | 30593
30594 | Traffolyte type label with engraved English and Chinese lettering, size 0.002 - 0.006 m².................................................. | [18 empty] | 16.95 |  |  | 0.86 |  |  | 1.11 |  | 2.90 |  | 30594
30595 | Warning label for different cable colour code........................................................................................................................ | [18 empty] | 78.33 |  |  | 4.88 |  |  | 6.12 |  | 17.33 |  | 30595
30596 | Label on next date of Periodic Inspection and Testing.......................................................................................................... | [18 empty] | 38.73 |  |  | 0.86 |  |  | 1.11 |  | 2.90 |  | 30596
30597 | Label on testing of residual current device............................................................................................................................. | [18 empty] | 25.85 |  |  | 0.86 |  |  | 1.11 |  | 2.90 |  | 30597
Motor starter D.O.L. T.P. with enclosure : -
Each
30598 | 15/ 30A.................................................................................................................................................................................... | [18 empty] | 626.67 |  |  | 16.05 |  |  | 20.11 |  | 61.61 |  | 30598
30599 | 45A.......................................................................................................................................................................................... | [18 empty] | 1,085.45 |  |  | 19.58 |  |  | 23.91 |  | 75.00 |  | 30599
30600 | 60A.......................................................................................................................................................................................... | [18 empty] | 1,266.53 |  |  | 20.74 |  |  | 26.08 |  | 79.56 |  | 30600
30601 | Packing gland for circular P.V.C. or T.R.S. flexible cord (1 mm² or 1.5 mm²) brass,
with compression ring as required ......................................................................................................................................... | [19 empty] | 16.70 |  |  | 0.25 |  |  | 0.38 |  | 1.19 |  | 30601
Heat-shrunk corrosion protection sleeve standard length 450 mm suitable for pipe
size of : -
Per piece
30602 | 150/ 104 mm........................................................................................................................................................................... | [18 empty] | 568.97 |  |  | 13.45 |  |  | 16.70 |  | 51.14 |  | 30602
30603 | 165/ 127 mm........................................................................................................................................................................... | [18 empty] | 627.12 |  |  | 14.56 |  |  | 18.35 |  | 56.09 |  | 30603
30604 | 196/ 140 mm........................................................................................................................................................................... | [18 empty] | 682.98 |  |  | 15.66 |  |  | 19.45 |  | 60.36 |  | 30604
30605 | 255/ 150 mm........................................................................................................................................................................... | [18 empty] | 721.24 |  |  | 16.78 |  |  | 21.19 |  | 63.77 |  | 30605
30606 | 300/ 210 mm........................................................................................................................................................................... | [18 empty] | 746.54 |  |  | 17.38 |  |  | 21.74 |  | 66.24 |  | 30606
30/43
30 | ELECTRICAL INSTALLATION - MISCELLANEOUS | [16 empty] | 30
Item | Item
MISCELLANEOUS (CONT'D) | [9 empty] | Take | [14 empty] | Take
Supply | [22 empty] | down |  | down |  |  | Fix
and | [22 empty] | and |  | and set |  |  | only
Auto transformer : - |  |  |  |  | fix | [17 empty] | clear |  | aside for
away | [24 empty] | re-use
A | [22 empty] | B |  | C |  |  | D
Each |  |  | $ | [19 empty] | $ |  | $ |  |  | $
30607 | Auto transformer 15 kVA, single phase, 50 Hz, with 400/ 260/ 240/ 220V tappings.......................................................... | [18 empty] | 12,070.19 |  |  | 63.92 |  |  | 80.06 |  | 248.13 |  | 30607
30608 | Auto transformer 25 kVA, single phase, 50 Hz, with 400/ 260/ 240/ 220V tappings.......................................................... | [18 empty] | 16,750.01 |  |  | 63.92 |  |  | 80.06 |  | 248.13 |  | 30608
30609 | Auto transformer 45 kVA, three phases, 50 Hz, with 600/ 420/ 400/ 380/ 346V tappings.................................................. | [18 empty] | 23,742.03 |  |  | 69.94 |  |  | 87.39 |  | 270.63 |  | 30609
Weatherproof stainless steel grade 316 metal box/ chamber other than those item
explicitly specified for housing electrical instrument, switches, relays, socket outlets,
MCB units etc. with minimum thickness 1.6 mm for casing and 2 mm for front
panel, and with hinged cover, lock and handle, viewing glass. Square or rectangular
pattern, including all bends, ends, inlets, junctions, connections, flanged joints and
the like of the following sizes in volume: -
Each
30610 | Not exceeding 0.005 m³.......................................................................................................................................................... | [18 empty] | 788.54 |  |  | 69.52 |  |  | 116.01 |  | 138.78 |  | 30610
30611 | 0.005 m³ - 0.01 m³................................................................................................................................................................... | [18 empty] | 880.10 |  |  | 69.52 |  |  | 116.01 |  | 138.78 |  | 30611
30612 | 0.01 m³ - 0.03 m³..................................................................................................................................................................... | [18 empty] | 1,303.83 |  |  | 69.52 |  |  | 116.01 |  | 138.78 |  | 30612
30613 | 0.03 m³ - 0.05 m³..................................................................................................................................................................... | [18 empty] | 1,856.44 |  |  | 115.59 |  |  | 147.97 |  | 183.93 |  | 30613
30614 | 0.05 m³ - 0.1 m³....................................................................................................................................................................... | [18 empty] | 2,374.27 |  |  | 115.59 |  |  | 147.97 |  | 183.93 |  | 30614
30615 | 0.1 m³ - 0.3 m³......................................................................................................................................................................... | [18 empty] | 5,822.16 |  |  | 183.93 |  |  | 231.93 |  | 252.19 |  | 30615
Galvanized sheet metal box/ chamber other than those items explicitly specified for
housing electrical instrument, switches, relays, socket outlets, MCB units etc. with
minimum thickness 1.6 mm for casing and 2 mm for front panel, and with hinged
cover, lock and handle, viewing glass, painted overall where necessary. Square or
rectangular pattern, including all bends, ends, inlets, junctions, connections, flanged
joints and the like of the following sizes in volume : -
Each
30616 | Not exceeding 0.005 m³.......................................................................................................................................................... | [18 empty] | 291.74 |  |  | 11.12 |  |  | 13.94 |  | 41.80 |  | 30616
30617 | 0.005 m³ - 0.01 m³................................................................................................................................................................... | [18 empty] | 320.24 |  |  | 11.12 |  |  | 13.94 |  | 41.80 |  | 30617
30618 | 0.01 m³ - 0.03 m³..................................................................................................................................................................... | [18 empty] | 398.94 |  |  | 13.35 |  |  | 17.33 |  | 51.32 |  | 30618
30619 | 0.03 m³ - 0.05 m³..................................................................................................................................................................... | [18 empty] | 613.76 |  |  | 16.84 |  |  | 21.04 |  | 63.58 |  | 30619
30620 | 0.05 m³ - 0.1 m³....................................................................................................................................................................... | [18 empty] | 867.61 |  |  | 19.38 |  |  | 24.39 |  | 74.13 |  | 30620
30621 | 0.1 m³ - 0.3 m³......................................................................................................................................................................... | [18 empty] | 1,899.87 |  |  | 27.90 |  |  | 35.12 |  | 106.35 |  | 30621
30/44
30 | ELECTRICAL INSTALLATION - MISCELLANEOUS | [16 empty] | 30
Item | Item
MISCELLANEOUS (CONT'D)
Take | [24 empty] | Take
Weather proof galvanized sheet metal box/ chamber other than those items explicitly | [17 empty] | Supply |  |  |  |  | down |  | down |  |  | Fix
specified for housing electrical instrument, switches, relays, socket outlets, MCB units | [17 empty] | and |  |  |  |  | and |  | and set |  |  | only
etc. with minimum thickness 1.6 mm for casing and 2 mm for front panel, and with | [17 empty] | fix |  |  |  |  | clear |  | aside for
hinged cover, lock and handle, viewing glass, painted overall where necessary. | [16 empty] | away | [7 empty] | re-use
Square or rectangular pattern, including all bends, ends, inlets, junctions,
connections, flanged joints and the like of the following sizes in volume : -
A | [22 empty] | B |  | C |  |  | D
Each |  |  | $ | [19 empty] | $ |  | $ |  |  | $
30622 | Not exceeding 0.005 m³.......................................................................................................................................................... | [18 empty] | 402.81 |  |  | 69.52 |  |  | 116.01 |  | 138.78 |  | 30622
30623 | 0.005 m³ - 0.01 m³................................................................................................................................................................... | [18 empty] | 440.22 |  |  | 69.52 |  |  | 116.01 |  | 138.78 |  | 30623
30624 | 0.01 m³ - 0.03 m³..................................................................................................................................................................... | [18 empty] | 604.98 |  |  | 69.52 |  |  | 116.01 |  | 138.78 |  | 30624
30625 | 0.03 m³ - 0.05 m³..................................................................................................................................................................... | [18 empty] | 852.62 |  |  | 115.59 |  |  | 147.97 |  | 183.93 |  | 30625
30626 | 0.05 m³ - 0.1 m³....................................................................................................................................................................... | [18 empty] | 1,063.85 |  |  | 115.59 |  |  | 147.97 |  | 183.93 |  | 30626
30627 | 0.1 m³ - 0.3 m³......................................................................................................................................................................... | [18 empty] | 2,508.98 |  |  | 183.93 |  |  | 231.93 |  | 252.19 |  | 30627
Emergency call system : -
Each
30628 | Emergency call panel, c/w emergency call button, metal case, weatherproof indication panel integrated
with indicating lamp, buzzer unit, mute switch, reset switch, timer for auto-mute of buzzer unit,
lamp test button, transformer, conduit and wiring................................................................................................................. | [19 empty] | 4,830.09 |  |  | 101.49 |  |  | 117.46 |  | 527.83 |  | 30628
30629 | Emergency call button c/w relay and accessories connected to emergency call panel.......................................................... | [18 empty] | 519.65 |  |  | 80.57 |  |  | 85.12 |  | 176.03 |  | 30629
30630 | Additional repeater panel connected to emergency call panel to receive repeated signals, c/w
metal case, weatherproof indication panel integrated with indicating lamp, buzzer unit, mute switch,
reset switch, timer for auto-mute of buzzer unit, lamp test button, transformer, conduit and wiring................................... | [19 empty] | 3,542.15 |  |  | 84.84 |  |  | 90.67 |  | 328.98 |  | 30630
30631 | Additional 1 emergency call panel connected to emergency call repeater panel,
including necessary relay, indicating lamp, wiring and accessories...................................................................................... | [19 empty] | 3,039.43 |  |  | 81.15 |  |  | 106.62 |  | 214.28 |  | 30631
30/45
30 | ELECTRICAL INSTALLATION - MISCELLANEOUS | [16 empty] | 30
Item | Item
MISCELLANEOUS (CONT'D)
Buildings Energy Efficiency Ordinance (BEEO) Submission
All lighting installations, unless otherwise specified, in a prescribed building should be assessed in accordance
with the energy efficient requirements, for the premises in accordance with the requirements as specified in the
latest edition of Code of Practice for Energy Efficiency of Building Services Installation (Building Energy Code
or BEC in abbreviation), preparation and completion of the installation summaries and worksheets, including but | [19 empty] | Rate
not limited to Form EE-LG, LG-G, LG-1 and LG-2 as required by the BEEO and to coordinate with the Registered
Energy Assessor for submission.
Type of premises : Prison; Fire Station; Judiciary Building; Police Station; Correctional Institution;
Government Offices Building : -
The Area as below is independent on total floor area of superstructures inclusive of ancillary buildings within the
building complex of the premises specified in the Works Order:
A
Per item |  |  | $
30632 | Not exceeding 1000 m²................................................................................................................................................................................................................ | [26 empty] | 46,048.83 |  | 30632
30633 | Exceeding 1000 m² but not exceeding 2000 m².......................................................................................................................................................................... | [26 empty] | 64,468.36 |  | 30633
30634 | Exceeding 2000 m² but not exceeding 3000 m².......................................................................................................................................................................... | [26 empty] | 73,678.13 |  | 30634
30635 | Exceeding 3000 m²....................................................................................................................................................................................................................... | [26 empty] | 11,051.72 |  | 30635
(The actual rate should be : $110,517.20 for Item 30635A)
Type of premises : Hospital/ Health Care Building :-
The Area as below is independent on total floor area of superstructures inclusive of ancillary buildings within the
building complex of the premises specified in the Works Order:
Per item
30636 | Not exceeding 1000 m²................................................................................................................................................................................................................ | [26 empty] | 48,351.28 |  | 30636
30637 | Exceeding 1000 m² but not exceeding 2000 m².......................................................................................................................................................................... | [26 empty] | 67,691.78 |  | 30637
30638 | Exceeding 2000 m² but not exceeding 3000 m².......................................................................................................................................................................... | [26 empty] | 77,362.04 |  | 30638
30639 | Exceeding 3000 m²....................................................................................................................................................................................................................... | [26 empty] | 11,604.31 |  | 30639
(The actual rate should be : $116,043.10 for Item 30639A)
30/46
30 | ELECTRICAL INSTALLATION - MISCELLANEOUS | [16 empty] | 30
Item | Item
MISCELLANEOUS (CONT'D)
Buildings Energy Efficiency Ordinance (BEEO) Submission (Cont'd)
Rate
Type of premises : District Open Space/ Park (with Toilet Block, Service Block and Fountain);
District Open Space/ Park (with Toilet Block and Service Block); District Open Space/ Park (with Toilet Block only);
Library; Indoor Games Hall; Indoor Swimming Pool; Sport Ground/ Stadium; School with Noise Abatement;
School with No Noise Abatement :-
The Area as below is independent on total floor area of superstructures inclusive of ancillary buildings within the
building complex of the premises specified in the Works Order:
A
Per item |  |  | $
30640 | Not exceeding 1000 m²................................................................................................................................................................................................................ | [26 empty] | 47,430.30 |  | 30640
30641 | Exceeding 1000 m² but not exceeding 2000 m².......................................................................................................................................................................... | [26 empty] | 66,402.42 |  | 30641
30642 | Exceeding 2000 m² but not exceeding 3000 m².......................................................................................................................................................................... | [26 empty] | 75,888.47 |  | 30642
30643 | Exceeding 3000 m²....................................................................................................................................................................................................................... | [26 empty] | 11,383.27 |  | 30643
(The actual rate should be : $113,832.70 for Item 30643A)
30/47
30 | ELECTRICAL INSTALLATION - MISCELLANEOUS | [16 empty] | 30
Item | Item
MISCELLANEOUS (CONT'D)
Buildings Energy Efficiency Ordinance (BEEO) Submission (Cont'd)
All electrical installations, unless otherwise specified, in a prescribed building should be assessed in accordance
with the energy efficient requirements, for the premises in accordance with the requirements as specified in the
latest edition of Code of Practice for Energy Efficiency of Building Services Installation (Building Energy Code | [19 empty] | Rate
or BEC in abbreviation), preparation and completion of the installation summaries and worksheets, including but
not limited to Form EE-EL, EL-1 to EL-5 as required by the BEEO and to coordinate with the Registered Energy
Assessor for submission.
Type of premises : Prison; Fire Station; Judiciary Building; Police Station; ;Correctional Institution; Government Offices Building;
Hospital/ Health Care Building; District Open Space/ Park (with Toilet Block, Service Block and Fountain);
District Open Space/ Park (with Toilet Block and Service Block); District Open Space/ Park (with Toilet Block only);
Library; Indoor Games Hall; Indoor Swimming Pool; Sport Ground/ Stadium; School with Noise Abatement;
School with No Noise Abatement : -
The Area as below is independent on total floor area of superstructures inclusive of ancillary buildings within the
building complex of the premises specified in the Works Order:
A
Per item |  |  | $
30644 | Up to 50 nos. of circuits/ motors.................................................................................................................................................................................................. | [26 empty] | 4,350.53 |  | 30644
30645 | 51 nos. of circuits to 100 nos. of circuits/ motors........................................................................................................................................................................ | [26 empty] | 8,139.70 |  | 30645
30646 | 101 nos. of circuits to 200 nos. of circuits/ motors..................................................................................................................................................................... | [26 empty] | 16,560.06 |  | 30646
30647 | 201 nos. of circuits to 300 nos. of circuits/ motors..................................................................................................................................................................... | [26 empty] | 24,699.73 |  | 30647
30648 | 301 nos. of circuits to 400 nos. of circuits/ motors..................................................................................................................................................................... | [26 empty] | 33,120.09 |  | 30648
30649 | 401 nos. of circuits to 500 nos. of circuits/ motors..................................................................................................................................................................... | [26 empty] | 41,259.79 |  | 30649
30650 | Every 100 nos. of additional circuits above 500 nos. of circuits/ motors................................................................................................................................... | [26 empty] | 8,701.03 |  | 30650
30/48
30 | ELECTRICAL INSTALLATION - MISCELLANEOUS | [16 empty] | 30
Item | Item
FANS & VENTILATION SYSTEM | [9 empty] | Take | [14 empty] | Take
Supply | [22 empty] | down |  | down |  |  | Fix
and | [22 empty] | and |  | and set |  |  | only
Ceiling fan, c/w regulator and down rod of any length including application of glue to | [17 empty] | fix |  |  |  |  | clear |  | aside for
all thread parts of the fan : - | [9 empty] | away | [14 empty] | re-use
A | [22 empty] | B |  | C |  |  | D
Each |  |  | $ | [19 empty] | $ |  | $ |  |  | $
30651 | 900 mm diameter.................................................................................................................................................................... | [18 empty] | 588.63 |  |  | 29.54 |  |  | 36.80 |  | 111.51 |  | 30651
30652 | 1200 mm diameter.................................................................................................................................................................. | [18 empty] | 634.61 |  |  | 33.39 |  |  | 38.93 |  | 118.16 |  | 30652
30653 | 1400 mm diameter.................................................................................................................................................................. | [18 empty] | 692.58 |  |  | 38.93 |  |  | 44.42 |  | 126.69 |  | 30653
30654 | For existing ceiling fan only, application of rust inhibitor to screw thread, of each ceiling
fan down rod (taking down and refix ceiling fan, where required, measured
separately)............................................................................................................................................................................... | [19 empty] | 27.77 |  |  | - |  |  | - |  | - |  | 30654
Wall mounted fan, 3-speed c/w off pull switch and oscillation control pull switch,
cord-operated : -
Each
30655 | 400 mm diameter.................................................................................................................................................................... | [18 empty] | 596.12 |  |  | 16.00 |  |  | 20.11 |  | 61.70 |  | 30655
30656 | 500 mm diameter.................................................................................................................................................................... | [18 empty] | 1,279.84 |  |  | 22.00 |  |  | 24.67 |  | 70.15 |  | 30656
Wall mounted rotary fan, industrial type, c/w selector switch for 2 or 3 speed control
and oscillation control switch : -
Each
30657 | 600 mm diameter.................................................................................................................................................................... | [18 empty] | 1,503.98 |  |  | 24.67 |  |  | 27.52 |  | 78.55 |  | 30657
30658 | 630 mm diameter.................................................................................................................................................................... | [18 empty] | 1,603.22 |  |  | 25.52 |  |  | 28.15 |  | 80.93 |  | 30658
Ceiling mounted rotary fan c/w regulator : -
Each
30659 | 400 mm diameter.................................................................................................................................................................... | [18 empty] | 914.84 |  |  | 22.45 |  |  | 25.61 |  | 76.11 |  | 30659
Regulator for fan : -
Each
30660 | Regulator for fan, 3 speed or above........................................................................................................................................ | [18 empty] | 227.05 |  |  | 8.84 |  |  | 11.07 |  | 32.85 |  | 30660
30/49
30 | ELECTRICAL INSTALLATION - MISCELLANEOUS | [16 empty] | 30
Item | Item
FANS & VENTILATION SYSTEM (CONT'D) | [14 empty] | Take | [9 empty] | Take
Supply | [22 empty] | down |  | down |  |  | Fix
and | [22 empty] | and |  | and set |  |  | only
Domestic type exhaust fan, wall/ window mounted c/w automatic/ cord operated shutter : - | [17 empty] | fix |  |  |  |  | clear |  | aside for
away | [24 empty] | re-use
A | [22 empty] | B |  | C |  |  | D
Each |  |  | $ | [19 empty] | $ |  | $ |  |  | $
30661 | 150 mm diameter.................................................................................................................................................................... | [18 empty] | 383.69 |  |  | 17.65 |  |  | 22.10 |  | 67.88 |  | 30661
30662 | 200 mm diameter.................................................................................................................................................................... | [18 empty] | 386.20 |  |  | 17.65 |  |  | 22.10 |  | 67.88 |  | 30662
30663 | 250 mm diameter.................................................................................................................................................................... | [18 empty] | 412.91 |  |  | 17.65 |  |  | 22.10 |  | 67.88 |  | 30663
30664 | 300 mm diameter.................................................................................................................................................................... | [18 empty] | 498.43 |  |  | 17.65 |  |  | 22.10 |  | 67.88 |  | 30664
Domestic type exhaust fan, wall/ window mounted c/w louvre and automatic/ cord
operated shutter : -
Each
30665 | 150 mm diameter.................................................................................................................................................................... | [18 empty] | 418.47 |  |  | 21.49 |  |  | 26.94 |  | 83.57 |  | 30665
30666 | 200 mm diameter.................................................................................................................................................................... | [18 empty] | 442.32 |  |  | 21.49 |  |  | 26.94 |  | 83.57 |  | 30666
30667 | 250 mm diameter.................................................................................................................................................................... | [18 empty] | 477.36 |  |  | 21.49 |  |  | 26.94 |  | 83.57 |  | 30667
30668 | 300 mm diameter.................................................................................................................................................................... | [18 empty] | 575.37 |  |  | 21.49 |  |  | 26.94 |  | 83.57 |  | 30668
Domestic type exhaust fan, wall/ window mounted c/w louvre and electrical operated
shutter : -
Each
30669 | 150 mm diameter.................................................................................................................................................................... | [18 empty] | 1,158.70 |  |  | 17.65 |  |  | 22.10 |  | 67.88 |  | 30669
30670 | 200 mm diameter.................................................................................................................................................................... | [18 empty] | 1,356.41 |  |  | 17.65 |  |  | 22.10 |  | 67.88 |  | 30670
30671 | 230 mm diameter.................................................................................................................................................................... | [18 empty] | 1,605.96 |  |  | 17.65 |  |  | 22.10 |  | 67.88 |  | 30671
30672 | 300 mm diameter.................................................................................................................................................................... | [18 empty] | 2,106.59 |  |  | 17.65 |  |  | 22.10 |  | 67.88 |  | 30672
Exhaust fan, propeller type : -
Each
30673 | 250 mm diameter.................................................................................................................................................................... | [18 empty] | 616.02 |  |  | 22.51 |  |  | 28.62 |  | 87.13 |  | 30673
30674 | 315 mm diameter.................................................................................................................................................................... | [18 empty] | 788.02 |  |  | 22.51 |  |  | 28.62 |  | 87.13 |  | 30674
30675 | 335 mm diameter.................................................................................................................................................................... | [18 empty] | 879.99 |  |  | 22.51 |  |  | 28.62 |  | 87.13 |  | 30675
30676 | 400 mm diameter.................................................................................................................................................................... | [18 empty] | 1,236.12 |  |  | 28.62 |  |  | 35.71 |  | 109.85 |  | 30676
30677 | 450 mm diameter.................................................................................................................................................................... | [18 empty] | 1,366.85 |  |  | 32.33 |  |  | 40.42 |  | 123.61 |  | 30677
30678 | 500 mm diameter.................................................................................................................................................................... | [18 empty] | 1,550.58 |  |  | 35.71 |  |  | 44.44 |  | 137.51 |  | 30678
30679 | 630 mm diameter.................................................................................................................................................................... | [18 empty] | 2,887.90 |  |  | 60.42 |  |  | 75.02 |  | 232.45 |  | 30679
30680 | 800 mm diameter.................................................................................................................................................................... | [18 empty] | 4,716.01 |  |  | 87.89 |  |  | 110.04 |  | 339.62 |  | 30680
30/50
30 | ELECTRICAL INSTALLATION - MISCELLANEOUS | [16 empty] | 30
Item | Item
FANS & VENTILATION SYSTEM (CONT'D) | [14 empty] | Take | [9 empty] | Take
Supply | [22 empty] | down |  | down |  |  | Fix
and | [22 empty] | and |  | and set |  |  | only
Plate axial fan, wall mounted c/w speed controller : - | [12 empty] | fix | [9 empty] | clear |  | aside for
away | [24 empty] | re-use
A | [22 empty] | B |  | C |  |  | D
Each |  |  | $ | [19 empty] | $ |  | $ |  |  | $
30681 | 315 mm diameter; speed up to 1000 rpm, sound level less than 39 dBA............................................................................. | [18 empty] | 3,177.37 |  |  | 38.51 |  |  | 47.87 |  | 145.71 |  | 30681
30682 | 375 mm diameter; speed up to 1000 rpm, sound level less than 45 dBA............................................................................. | [18 empty] | 3,861.77 |  |  | 47.87 |  |  | 59.94 |  | 181.68 |  | 30682
30683 | 450 mm diameter; speed up to 1000rpm, sound level less than 50 dBA.............................................................................. | [18 empty] | 4,751.72 |  |  | 57.04 |  |  | 71.47 |  | 218.03 |  | 30683
30684 | 630 mm diameter; speed up to 750 rpm, sound level less than 51 dBA............................................................................... | [18 empty] | 6,421.97 |  |  | 94.74 |  |  | 118.43 |  | 363.64 |  | 30684
Fume cupboard exhaust fan : -
Each
30685 | 152 mm diameter; speed up to 3000 rpm............................................................................................................................... | [18 empty] | 8,307.49 |  |  | 17.65 |  |  | 22.10 |  | 67.88 |  | 30685
30686 | 241 mm diameter; speed up to 1500 rpm............................................................................................................................... | [18 empty] | 9,247.38 |  |  | 30.02 |  |  | 35.54 |  | 72.16 |  | 30686
30687 | 241 mm diameter; speed up to 3000 rpm............................................................................................................................... | [18 empty] | 11,415.51 |  |  | 30.02 |  |  | 35.54 |  | 72.16 |  | 30687
30688 | 305 mm diameter; speed up to 1500 rpm............................................................................................................................... | [18 empty] | 13,776.12 |  |  | 35.54 |  |  | 43.21 |  | 79.04 |  | 30688
Exhaust fan, axial, speed up to 750 rpm, 380V/ 3-phase/ 50 Hz. : -
Each
30689 | 560 mm diameter, 1.5 m³/ sec. air volume, 30 pa static pressure.......................................................................................... | [18 empty] | 6,399.95 |  |  | 46.13 |  |  | 57.35 |  | 177.28 |  | 30689
30690 | 600 mm diameter, 2.3 m³/ sec. air volume, 40 pa static pressure.......................................................................................... | [18 empty] | 7,972.76 |  |  | 60.42 |  |  | 75.02 |  | 232.45 |  | 30690
30691 | 800 mm diameter, 5.0 m³/ sec. air volume, 50 pa static pressure.......................................................................................... | [18 empty] | 10,015.07 |  |  | 87.89 |  |  | 110.04 |  | 340.69 |  | 30691
Wire mesh protective guard for exhaust fan (all types) :-
Each
30692 | 250 mm diameter.................................................................................................................................................................... | [18 empty] | 99.73 |  |  | 16.21 |  |  | 20.02 |  | 60.22 |  | 30692
30693 | 315 mm diameter.................................................................................................................................................................... | [18 empty] | 103.75 |  |  | 16.21 |  |  | 20.02 |  | 60.22 |  | 30693
30694 | 335 mm diameter.................................................................................................................................................................... | [18 empty] | 109.29 |  |  | 16.72 |  |  | 20.52 |  | 60.97 |  | 30694
30695 | 400 mm diameter.................................................................................................................................................................... | [18 empty] | 115.87 |  |  | 17.25 |  |  | 21.60 |  | 64.16 |  | 30695
30696 | 450 mm diameter.................................................................................................................................................................... | [18 empty] | 129.99 |  |  | 19.39 |  |  | 24.13 |  | 72.24 |  | 30696
30697 | 500 mm diameter.................................................................................................................................................................... | [18 empty] | 137.02 |  |  | 19.89 |  |  | 24.67 |  | 73.90 |  | 30697
30698 | 630 mm diameter.................................................................................................................................................................... | [18 empty] | 162.25 |  |  | 20.39 |  |  | 25.64 |  | 76.94 |  | 30698
30699 | 800 mm diameter.................................................................................................................................................................... | [18 empty] | 207.39 |  |  | 20.90 |  |  | 26.16 |  | 79.26 |  | 30699
30/51
30 | ELECTRICAL INSTALLATION - MISCELLANEOUS | [16 empty] | 30
Item | Item
FANS & VENTILATION SYSTEM (CONT'D) | [14 empty] | Take | [9 empty] | Take
Supply | [22 empty] | down |  | down |  |  | Fix
and | [22 empty] | and |  | and set |  |  | only
Galvanized sheet metal wall cowl for exhaust fan (all types) :- | [14 empty] | fix | [7 empty] | clear |  | aside for
away | [24 empty] | re-use
A | [22 empty] | B |  | C |  |  | D
Each |  |  | $ | [19 empty] | $ |  | $ |  |  | $
30700 | 250 mm diameter.................................................................................................................................................................... | [18 empty] | 110.49 |  |  | 16.21 |  |  | 20.02 |  | 60.22 |  | 30700
30701 | 315 mm diameter.................................................................................................................................................................... | [18 empty] | 116.10 |  |  | 16.21 |  |  | 20.02 |  | 60.22 |  | 30701
30702 | 335 mm diameter.................................................................................................................................................................... | [18 empty] | 123.07 |  |  | 16.72 |  |  | 20.52 |  | 60.97 |  | 30702
30703 | 400 mm diameter.................................................................................................................................................................... | [18 empty] | 126.62 |  |  | 17.25 |  |  | 21.60 |  | 64.16 |  | 30703
30704 | 450 mm diameter.................................................................................................................................................................... | [18 empty] | 142.89 |  |  | 19.39 |  |  | 24.13 |  | 72.24 |  | 30704
30705 | 500 mm diameter.................................................................................................................................................................... | [18 empty] | 151.28 |  |  | 19.89 |  |  | 24.67 |  | 73.90 |  | 30705
30706 | 630 mm diameter.................................................................................................................................................................... | [18 empty] | 177.68 |  |  | 20.39 |  |  | 25.64 |  | 76.94 |  | 30706
30707 | 800 mm diameter.................................................................................................................................................................... | [18 empty] | 232.71 |  |  | 20.90 |  |  | 26.16 |  | 79.26 |  | 30707
Air curtain c/w galvanized sheet metal casing with powder coating finishing coat.
Fan motor shall have 2-step air flow rate changeover and c/w a controller of on/ off
and Hi/ Lo speed operation, including all supporting mild steel hanger and wall bracket
fixed to structural member, c/w all necessary accessories :-
Each
30708 | 600 mm long........................................................................................................................................................................... | [18 empty] | 1,416.31 |  |  | 28.47 |  |  | 35.56 |  | 106.21 |  | 30708
30709 | 900 mm long........................................................................................................................................................................... | [18 empty] | 1,721.77 |  |  | 40.62 |  |  | 47.09 |  | 114.84 |  | 30709
30710 | 1200 mm long......................................................................................................................................................................... | [18 empty] | 2,014.81 |  |  | 53.89 |  |  | 69.62 |  | 123.24 |  | 30710
30/52
30 | ELECTRICAL INSTALLATION - MISCELLANEOUS | [16 empty] | 30
Item | Item
BEDHEAD TRUNKING AND STAFF/ EMERGENCY/ NURSE | [16 empty] | Take | [7 empty] | Take
CALL SYSTEM |  |  |  |  | Supply | [17 empty] | down |  | down |  |  | Fix
and | [22 empty] | and |  | and set |  |  | only
fix | [22 empty] | clear |  | aside for
Bedhead trunking : - |  |  |  |  | away | [19 empty] | re-use
A | [22 empty] | B |  | C |  |  | D
Per linear metre |  |  |  |  | $ | [17 empty] | $ |  | $ |  |  | $
30711 | Bedhead trunking, constructed from aluminium extrusions of minimum size 180 mm(H)
x 90 mm(D), 3 compartments c/w front plate and panel to accommodate electrical and
medical gas bedhead services ................................................................................................................................................ | [19 empty] | 1,778.74 |  |  | 15.01 |  |  | 16.05 |  | 48.24 |  | 30711
30712 | Ditto, size 250 mm(H) x 90 mm(D)....................................................................................................................................... | [18 empty] | 2,059.34 |  |  | 15.56 |  |  | 16.70 |  | 50.07 |  | 30712
Each
30713 | Right angle vertical bend for bedhead trunking..................................................................................................................... | [18 empty] | 1,696.26 |  |  | 12.72 |  |  | 13.25 |  | 40.19 |  | 30713
30714 | End cap for bedhead trunking................................................................................................................................................. | [18 empty] | 209.52 |  |  | 9.73 |  |  | 9.88 |  | 16.06 |  | 30714
30715 | Bedhead 13A single socket .................................................................................................................................................... | [18 empty] | 475.32 |  |  | 10.58 |  |  | 11.17 |  | 39.67 |  | 30715
30716 | Bedhead 13A single socket (switched)................................................................................................................................... | [18 empty] | 490.47 |  |  | 10.58 |  |  | 11.17 |  | 39.67 |  | 30716
30717 | Bedhead 13A twin socket....................................................................................................................................................... | [18 empty] | 717.09 |  |  | 10.58 |  |  | 11.17 |  | 39.67 |  | 30717
30718 | Bedhead 13A single socket c/w RCD..................................................................................................................................... | [18 empty] | 1,545.74 |  |  | 10.58 |  |  | 11.17 |  | 39.67 |  | 30718
30719 | Bedhead 13A single socket (switched) c/w RCD ................................................................................................................. | [18 empty] | 1,565.34 |  |  | 10.58 |  |  | 11.17 |  | 39.67 |  | 30719
30720 | Bedhead 13A twin socket c/w RCD....................................................................................................................................... | [18 empty] | 1,781.20 |  |  | 10.58 |  |  | 11.17 |  | 39.67 |  | 30720
30721 | Bedhead 13A twin socket (switched) c/w RCD..................................................................................................................... | [18 empty] | 1,809.91 |  |  | 10.58 |  |  | 11.17 |  | 39.67 |  | 30721
30722 | Bedhead single switch c/w fuse spur...................................................................................................................................... | [18 empty] | 638.53 |  |  | 10.58 |  |  | 11.17 |  | 39.67 |  | 30722
30723 | Bedlight switch c/w bedlight mounting bracket..................................................................................................................... | [18 empty] | 863.34 |  |  | 10.58 |  |  | 11.17 |  | 39.67 |  | 30723
30724 | Bedhead staff call socket........................................................................................................................................................ | [18 empty] | 116.08 |  |  | 10.58 |  |  | 11.17 |  | 39.67 |  | 30724
30725 | Angle poise bedlight unit c/w trunking mounting bracket for 11W compact fluorescent
lamp......................................................................................................................................................................................... | [19 empty] | 3,546.49 |  |  | 21.40 |  |  | 22.45 |  | 81.25 |  | 30725
Bedhead trunking-mounted fluorescent luminaries : -
Each
30726 | 400 mm length........................................................................................................................................................................ | [18 empty] | 2,334.11 |  |  | 16.56 |  |  | 17.11 |  | 97.23 |  | 30726
30727 | 600 mm length........................................................................................................................................................................ | [18 empty] | 2,601.04 |  |  | 16.56 |  |  | 17.11 |  | 98.27 |  | 30727
30728 | 1000 mm length...................................................................................................................................................................... | [18 empty] | 3,127.00 |  |  | 16.56 |  |  | 17.11 |  | 99.11 |  | 30728
Indicator lamp : -
Each
30729 | Overdoor indicator lamp (red)................................................................................................................................................ | [18 empty] | 441.67 |  |  | 10.58 |  |  | 11.17 |  | 39.67 |  | 30729
30/53
30 | ELECTRICAL INSTALLATION - MISCELLANEOUS | [16 empty] | 30
Item | Item
BEDHEAD TRUNKING AND STAFF/ EMERGENCY/ NURSE | [16 empty] | Take | [7 empty] | Take
CALL SYSTEM (CONT'D) | [9 empty] | Supply | [12 empty] | down |  | down |  |  | Fix
and | [22 empty] | and |  | and set |  |  | only
fix | [22 empty] | clear |  | aside for
Hard-wire staff/ emergency/ nurse call system : - | [11 empty] | away | [12 empty] | re-use
A | [22 empty] | B |  | C |  |  | D
Each |  |  | $ | [19 empty] | $ |  | $ |  |  | $
30730 | Bedhead staff call push/ reset................................................................................................................................................. | [18 empty] | 1,146.20 |  |  | 11.14 |  |  | 11.68 |  | 48.46 |  | 30730
30731 | Bedhead nurse call/ present/ reset unit with reassurance indicator and handset jack socket................................................ | [18 empty] | 1,732.10 |  |  | 11.14 |  |  | 11.68 |  | 48.46 |  | 30731
30732 | Bedhead nurse call/ present/ reset unit with reassurance indicator, emergency pull/ push unit
and handset jack socket .......................................................................................................................................................... | [19 empty] | 2,037.10 |  |  | 11.14 |  |  | 11.68 |  | 48.46 |  | 30732
30733 | Bedhead RDS control station.................................................................................................................................................. | [18 empty] | 2,232.93 |  |  | 10.65 |  |  | 11.21 |  | 40.02 |  | 30733
30734 | Staff/ emergency/ nurse call panel c/w intercom.................................................................................................................... | [18 empty] | 3,909.07 |  |  | 15.88 |  |  | 16.93 |  | 119.78 |  | 30734
30735 | Nurse call/ reset unit with reset push...................................................................................................................................... | [18 empty] | 1,184.61 |  |  | 13.27 |  |  | 13.82 |  | 79.71 |  | 30735
30736 | Nurse call/ reset unit with reassurance indicator.................................................................................................................... | [18 empty] | 1,263.10 |  |  | 13.27 |  |  | 13.82 |  | 79.71 |  | 30736
30737 | Nurse call/ reset unit with reassurance indicator and emergency pull/ push unit................................................................. | [18 empty] | 1,564.66 |  |  | 13.82 |  |  | 14.37 |  | 81.50 |  | 30737
Nurse/ staff/ emergency call control & monitoring console/ panel for hard-wire system
c/w intercom and wiring : -
Each
30738 | Up to 10 ways.......................................................................................................................................................................... | [18 empty] | 6,983.74 |  |  | 78.45 |  |  | 83.87 |  | 482.32 |  | 30738
30739 | 10 - 20 ways............................................................................................................................................................................ | [18 empty] | 7,457.58 |  |  | 83.87 |  |  | 88.99 |  | 527.14 |  | 30739
30740 | 20 - 30 ways............................................................................................................................................................................ | [18 empty] | 7,969.36 |  |  | 88.90 |  |  | 94.14 |  | 567.97 |  | 30740
30741 | 30 - 40 ways............................................................................................................................................................................ | [18 empty] | 9,231.55 |  |  | 94.14 |  |  | 99.37 |  | 612.09 |  | 30741
Multiplexed/ microprocessor staff/ emergency/ nurse call system : -
Each
30742 | Bedhead nurse call/ present/ reset unit with reassurance indicator, emergency pull/ push unit
and handset jack socket .......................................................................................................................................................... | [19 empty] | 2,419.24 |  |  | 11.05 |  |  | 11.60 |  | 48.46 |  | 30742
30743 | Bedhead nurse call/ present/ reset unit with reassurance indicator, RDS control and handset
jack socket .............................................................................................................................................................................. | [19 empty] | 4,303.59 |  |  | 11.60 |  |  | 12.12 |  | 53.58 |  | 30743
30744 | Bedhead nurse call/ present/ reset unit with reassurance indicator, emergency pull/ push, RDS
control and handset jack socket ............................................................................................................................................. | [19 empty] | 4,606.85 |  |  | 11.60 |  |  | 12.12 |  | 53.58 |  | 30744
30745 | Bedhead nurse call/ present/ reset unit with reassurance indicator, RDS control, intercom and
handset jack socket ................................................................................................................................................................. | [19 empty] | 5,991.59 |  |  | 11.60 |  |  | 12.12 |  | 53.58 |  | 30745
30746 | Bedhead nurse call/ present/ reset unit with reassurance indicator, emergency pull/ push, RDS
control, intercom and handset jack socket ............................................................................................................................. | [19 empty] | 6,243.94 |  |  | 11.60 |  |  | 12.12 |  | 53.58 |  | 30746
30747 | Bedhead speaker microphone unit.......................................................................................................................................... | [18 empty] | 1,730.11 |  |  | 10.58 |  |  | 11.17 |  | 39.67 |  | 30747
30/54
30 | ELECTRICAL INSTALLATION - MISCELLANEOUS | [16 empty] | 30
Item | Item
BEDHEAD TRUNKING AND STAFF/ EMERGENCY/ NURSE | [16 empty] | Take | [7 empty] | Take
CALL SYSTEM (CONT'D) | [9 empty] | Supply | [12 empty] | down |  | down |  |  | Fix
and | [22 empty] | and |  | and set |  |  | only
fix | [22 empty] | clear |  | aside for
Multiplexed/ microprocessor staff/ emergency/ nurse call system : - (Cont'd) | [16 empty] | away | [7 empty] | re-use
A | [22 empty] | B |  | C |  |  | D
Each |  |  | $ | [19 empty] | $ |  | $ |  |  | $
30748 | Light dimmer; PCB type......................................................................................................................................................... | [18 empty] | 1,451.86 |  |  | 10.58 |  |  | 11.17 |  | 39.67 |  | 30748
30749 | Nurse call/ present/ reset unit................................................................................................................................................. | [18 empty] | 1,400.05 |  |  | 13.27 |  |  | 13.82 |  | 79.71 |  | 30749
30750 | Nurse call/ present/ reset unit with reassurance indicator...................................................................................................... | [18 empty] | 1,492.28 |  |  | 13.27 |  |  | 13.82 |  | 79.71 |  | 30750
30751 | Nurse call/ present/ reset unit with reassurance indicator and intercom............................................................................... | [18 empty] | 3,178.90 |  |  | 13.82 |  |  | 14.37 |  | 83.89 |  | 30751
30752 | Nurse/ staff/ emergency call panel c/w touch screen control, intercom and wiring ............................................................. | [18 empty] | 73,695.71 |  |  | 65.27 |  |  | 81.62 |  | 522.60 |  | 30752
Nurse/ staff/ emergency call control & monitoring console/ panel for
multiplexed/ microprocessor system c/w intercom and wiring : -
Each
30753 | Up to 10 ways.......................................................................................................................................................................... | [18 empty] | 10,405.24 |  |  | 83.87 |  |  | 88.99 |  | 529.49 |  | 30753
30754 | 10 - 20 ways............................................................................................................................................................................ | [18 empty] | 13,143.32 |  |  | 88.90 |  |  | 94.14 |  | 571.85 |  | 30754
30755 | 20 - 30 ways............................................................................................................................................................................ | [18 empty] | 16,519.92 |  |  | 94.14 |  |  | 99.37 |  | 613.27 |  | 30755
30756 | 30 - 40 ways............................................................................................................................................................................ | [18 empty] | 19,966.84 |  |  | 99.42 |  |  | 104.56 |  | 656.01 |  | 30756
30757 | 40 - 60 ways............................................................................................................................................................................ | [18 empty] | 33,008.32 |  |  | 110.19 |  |  | 115.29 |  | 739.49 |  | 30757
30758 | Keyboard console, 70 ways c/w LCD display and intercom.................................................................................................. | [18 empty] | 57,457.55 |  |  | 117.93 |  |  | 128.15 |  | 906.67 |  | 30758
Control circuit c/w cables/ wiring, trunking, conduits (surface or concealed in
partition and ceiling) and all necessary accessories and connected to
nurse/ emergency/ staff call control panel : -
Each
30759 | Nurse call point....................................................................................................................................................................... | [18 empty] | 422.11 |  |  | 64.93 |  |  | 70.32 |  | 291.14 |  | 30759
30760 | Nurse present/ reset point....................................................................................................................................................... | [18 empty] | 435.07 |  |  | 65.57 |  |  | 70.80 |  | 301.02 |  | 30760
30761 | Nurse call/ present/ reset point............................................................................................................................................... | [18 empty] | 447.11 |  |  | 66.09 |  |  | 71.48 |  | 309.50 |  | 30761
30762 | Emergency call point............................................................................................................................................................... | [18 empty] | 422.11 |  |  | 64.93 |  |  | 70.32 |  | 291.14 |  | 30762
30763 | Emergency reset point............................................................................................................................................................. | [18 empty] | 422.11 |  |  | 64.93 |  |  | 70.32 |  | 291.14 |  | 30763
30764 | Emergency call/ reset point..................................................................................................................................................... | [18 empty] | 435.07 |  |  | 65.57 |  |  | 70.80 |  | 301.02 |  | 30764
30765 | Staff call point......................................................................................................................................................................... | [18 empty] | 422.11 |  |  | 64.93 |  |  | 70.32 |  | 291.14 |  | 30765
30766 | Staff reset point....................................................................................................................................................................... | [18 empty] | 422.11 |  |  | 64.93 |  |  | 70.32 |  | 291.14 |  | 30766
30767 | Staff call/ reset point............................................................................................................................................................... | [18 empty] | 435.07 |  |  | 65.57 |  |  | 70.80 |  | 301.02 |  | 30767
30/55
30 | ELECTRICAL INSTALLATION - MISCELLANEOUS | [16 empty] | 30
Item | Item
BEDHEAD TRUNKING AND STAFF/ EMERGENCY/ NURSE
CALL SYSTEM (CONT'D) | [9 empty] | Take | [14 empty] | Take
Supply | [22 empty] | down |  | down |  |  | Fix
and | [22 empty] | and |  | and set |  |  | only
General items applicable to all bedhead trunking and staff/ emergency/ nurse call | [16 empty] | fix | [5 empty] | clear |  | aside for
system : - |  |  |  | away | [20 empty] | re-use
A | [22 empty] | B |  | C |  |  | D
Each |  |  | $ | [19 empty] | $ |  | $ |  |  | $
30768 | Headset; stethoscope type c/w parking bracket/ hood to bedhead trunking.......................................................................... | [18 empty] | 281.42 |  |  | 2.19 |  |  | 3.22 |  | 8.34 |  | 30768
30769 | Dummy handset jack plug...................................................................................................................................................... | [18 empty] | 52.94 |  |  | 2.19 |  |  | 3.22 |  | 8.34 |  | 30769
30770 | Nurse call handset c/w call button only.................................................................................................................................. | [18 empty] | 723.79 |  |  | 5.37 |  |  | 5.95 |  | 12.96 |  | 30770
30771 | Nurse call handset c/w call button and RDS control............................................................................................................. | [18 empty] | 836.62 |  |  | 5.37 |  |  | 5.95 |  | 12.96 |  | 30771
30772 | Nurse call handset parking bracket......................................................................................................................................... | [18 empty] | 62.89 |  |  | 5.37 |  |  | 5.95 |  | 16.76 |  | 30772
30773 | Nurse call handset linen clip................................................................................................................................................... | [18 empty] | 33.77 |  |  | 5.37 |  |  | 5.95 |  | 16.76 |  | 30773
30774 | Nurse call handset socket........................................................................................................................................................ | [18 empty] | 61.84 |  |  | 5.37 |  |  | 5.95 |  | 16.76 |  | 30774
30775 | Nurse call handset c/w call button, RDS control and intercom microphone......................................................................... | [18 empty] | 4,056.75 |  |  | 5.37 |  |  | 5.95 |  | 17.00 |  | 30775
30776 | Nurse call handset/ patient remote call unit with nurse call push, power supply unit,
reassurance indicator, intercom, bedlight switch, sound channel selector, volume control and
flexible cable........................................................................................................................................................................... | [19 empty] | 4,249.82 |  |  | 5.37 |  |  | 5.95 |  | 17.00 |  | 30776
30777 | Staff call unit, vandal-proof push........................................................................................................................................... | [18 empty] | 390.53 |  |  | 13.27 |  |  | 13.82 |  | 79.71 |  | 30777
30778 | Emergency call unit................................................................................................................................................................. | [18 empty] | 948.77 |  |  | 13.27 |  |  | 13.82 |  | 79.71 |  | 30778
30779 | Present/ reset unit.................................................................................................................................................................... | [18 empty] | 394.17 |  |  | 13.27 |  |  | 13.82 |  | 79.71 |  | 30779
30780 | Present/ reset unit with emergency pull/ push unit ............................................................................................................... | [18 empty] | 1,085.40 |  |  | 13.82 |  |  | 14.37 |  | 84.53 |  | 30780
30781 | Repeater unit with indicator and mute switch ....................................................................................................................... | [18 empty] | 1,176.17 |  |  | 13.82 |  |  | 14.37 |  | 84.53 |  | 30781
30782 | Pull-cord type nurse call unit with reassurance indicator...................................................................................................... | [18 empty] | 311.60 |  |  | 13.27 |  |  | 13.82 |  | 79.71 |  | 30782
30783 | Splash-proof nurse call unit with reassurance indicator........................................................................................................ | [18 empty] | 536.25 |  |  | 13.27 |  |  | 13.82 |  | 79.71 |  | 30783
30784 | Splash-proof nurse call/ present/ reset unit with reassurance indicator................................................................................. | [18 empty] | 1,195.63 |  |  | 13.82 |  |  | 14.37 |  | 84.53 |  | 30784
30785 | Splash-proof present/ reset unit.............................................................................................................................................. | [18 empty] | 862.33 |  |  | 13.82 |  |  | 14.37 |  | 84.53 |  | 30785
30786 | RDS jack socket unit............................................................................................................................................................... | [18 empty] | 165.73 |  |  | 5.37 |  |  | 5.95 |  | 16.76 |  | 30786
30787 | Buzzer unit.............................................................................................................................................................................. | [18 empty] | 490.17 |  |  | 10.58 |  |  | 11.17 |  | 39.67 |  | 30787
30788 | Call indicator........................................................................................................................................................................... | [18 empty] | 313.12 |  |  | 10.58 |  |  | 11.17 |  | 39.67 |  | 30788
30789 | Call indicator c/w buzzer unit................................................................................................................................................. | [18 empty] | 711.09 |  |  | 11.05 |  |  | 11.60 |  | 43.93 |  | 30789
30790 | Power supply unit 220/ 24V or 220/ 28V for multi-zone nurse/ emergency/ staff call system ........................................... | [18 empty] | 12,615.59 |  |  | 27.33 |  |  | 29.96 |  | 151.57 |  | 30790
30/56
30 | ELECTRICAL INSTALLATION - MISCELLANEOUS | [16 empty] | 30
Item | Item
DETECTION SENSOR | [9 empty] | Take | [14 empty] | Take
Supply | [22 empty] | down |  | down |  |  | Fix
and | [22 empty] | and |  | and set |  |  | only
Occupancy/ Motion Sensor : - | [9 empty] | fix | [12 empty] | clear |  | aside for
away | [24 empty] | re-use
A | [22 empty] | B |  | C |  |  | D
Each |  |  | $ | [19 empty] | $ |  | $ |  |  | $
30791 | Wall mounted occupancy sensor, single pole switching, 400W 150° field of view, switches
lights ON by passive infrared technology and OFF after an adjustable time delay, with
manual overriding switch........................................................................................................................................................ | [19 empty] | 360.72 |  |  | 12.09 |  |  | 14.64 |  | 36.35 |  | 30791
30792 | Ditto but single pole and 3 way switching, 180° field of view.............................................................................................. | [18 empty] | 477.41 |  |  | 12.09 |  |  | 14.64 |  | 36.35 |  | 30792
30793 | Ceiling mounted occupancy sensor, 10A, 360° detection using passive infrared
technology, effective coverage up to 74 m² at 2.4 m ceiling height...................................................................................... | [19 empty] | 1,053.49 |  |  | 12.09 |  |  | 15.52 |  | 37.94 |  | 30793
Dual Technology Occupancy Sensor: -
Each
30794 | Ceiling mounted occupancy sensor, 360° detection using passive infrared heat change
and frequency shifts in ultrasonic wave, effective coverage up to 40 m² at 2.4 m ceiling height,
switches lights ON either by passive infrared technology or ultrasonic wave or both and
OFF after an adjustable time delay, with manual overriding switch..................................................................................... | [19 empty] | 2,350.71 |  |  | 12.09 |  |  | 15.52 |  | 37.94 |  | 30794
PHOTOVOLTAIC SYSTEM
Photovoltaic system with photovoltaic modules to IEC 60904, mounted on fixed rack with | [17 empty] | Take | [6 empty] | Take
approximate 22 degree titling angle with aluminium frame, inverter, circuit breaker, | [17 empty] | Supply |  |  |  |  | down |  | down |  |  | Fix
connectors, wiring works, structurally support, controller and all necessary accessories: - | [17 empty] | and |  |  |  |  | and |  | and set |  |  | only
fix | [22 empty] | clear |  | aside for
away | [24 empty] | re-use
Mono-crystalline type photovoltaic panel : -
(Total maximum power of PV module under standard test condition)
A | [22 empty] | B |  | C |  |  | D
Each |  |  | $ | [19 empty] | $ |  | $ |  |  | $
30795 | 180 - 360 Wp .......................................................................................................................................................................... | [18 empty] | 32,015.29 |  |  | 4,063.18 |  |  | 6,138.27 |  | 11,164.99 |  | 30795
30796 | 540 - 720 Wp........................................................................................................................................................................... | [18 empty] | 64,419.07 |  |  | 7,016.65 |  |  | 10,560.46 |  | 22,202.70 |  | 30796
30797 | 720 - 900 Wp........................................................................................................................................................................... | [18 empty] | 80,809.84 |  |  | 9,972.67 |  |  | 15,008.64 |  | 27,880.94 |  | 30797
30798 | Extra 180 Wp, up to 3,000 Wp............................................................................................................................................... | [18 empty] | 16,489.27 |  |  | 2,468.94 |  |  | 3,688.66 |  | 5,582.49 |  | 30798
Multi-crystalline type photovoltaic panel : -
(Total maximum power of PV module under standard test condition)
Each
30799 | 180 - 360 Wp .......................................................................................................................................................................... | [18 empty] | 30,887.92 |  |  | 3,848.20 |  |  | 5,727.45 |  | 11,004.03 |  | 30799
30800 | 540 - 720Wp............................................................................................................................................................................ | [18 empty] | 62,048.94 |  |  | 6,599.63 |  |  | 9,873.16 |  | 21,608.08 |  | 30800
30801 | 720 - 900Wp............................................................................................................................................................................ | [18 empty] | 77,991.73 |  |  | 9,335.49 |  |  | 13,917.54 |  | 27,130.89 |  | 30801
30802 | Extra 180 Wp, up to 3,000 Wp............................................................................................................................................... | [18 empty] | 15,819.20 |  |  | 2,308.22 |  |  | 3,459.13 |  | 5,671.68 |  | 30802
30/57
30 | ELECTRICAL INSTALLATION - MISCELLANEOUS | [16 empty] | 30
Item | Item
RECONDITIONING OF LAMP POLE
Rate
Refurbishment of lamp pole including surface reconditioning, apply coating with priming paint and finishing paint of
identical colours, replacement of safety chain, safety platform and scaffolding where applicable : -
A
Each |  |  | $
30803 | For lamp pole height up to 4.5 m................................................................................................................................................................................................. | [26 empty] | 4,280.84 |  | 30803
30804 | For lamp pole height 4.5 m to 7.5 m............................................................................................................................................................................................ | [26 empty] | 5,568.45 |  | 30804
30805 | For lamp pole height 7.5 m to 12 m............................................................................................................................................................................................. | [26 empty] | 7,302.09 |  | 30805
30806 | For lamp pole height above or equal to 12 m.............................................................................................................................................................................. | [26 empty] | 9,697.66 |  | 30806
30/58
30 | ELECTRICAL INSTALLATION - MISCELLANEOUS | [16 empty] | 30
Item | Item
SUNDRIES
Take
down
Labour to disconnect all existing electrical installation for an area inside a building, take down and clear the entire | [19 empty] | and
electrical installation inside the area (area shall be measured net on the gross floor area of the building covered by | [19 empty] | clear
the electrical installation) : - | [9 empty] | away
A
Per square metre |  |  |  |  | $
30807 | For area up to 100 m²................................................................................................................................................................................................................... | [26 empty] | 23.16 |  | 30807
30808 | For area 101 - 500 m²................................................................................................................................................................................................................... | [26 empty] | 22.81 |  | 30808
30809 | For area above 500 m².................................................................................................................................................................................................................. | [26 empty] | 22.39 |  | 30809
30/59
30 | ELECTRICAL INSTALLATION - MISCELLANEOUS | [16 empty] | 30
Item | Item
GEARED MOTOR | [5 empty] | Take | [18 empty] | Take
Supply | [22 empty] | down |  | down |  |  | Fix
and | [22 empty] | and |  | and set |  |  | only
Geared motor, 24V DC, brushed finishes, including enclosure: - | [14 empty] | fix | [7 empty] | clear |  | aside for
away | [24 empty] | re-use
A | [22 empty] | B |  | C |  |  | D
Each |  |  | $ | [19 empty] | $ |  | $ |  |  | $
30810 | For power rating up to 10W.................................................................................................................................................... | [18 empty] | 1,224.63 |  |  | 22.51 |  |  | 28.62 |  | 87.13 |  | 30810
30811 | For power rating 10W - 20W.................................................................................................................................................. | [18 empty] | 1,676.29 |  |  | 22.51 |  |  | 28.62 |  | 87.13 |  | 30811
30812 | For power rating 20W - 30W.................................................................................................................................................. | [18 empty] | 2,497.94 |  |  | 22.51 |  |  | 28.62 |  | 87.13 |  | 30812
30/60
Section 31
LOW VOLTAGE CUBICLE SWITCHBOARD
31 | LOW VOLTAGE CUBICLE SWITCHBOARD | [16 empty] | 31
SECTION 31
LOW VOLTAGE CUBICLE SWITCHBOARD
SPECIAL CONDITIONS
Measurement |  |  | SC31.01 | [6 empty] | For the avoidance of doubt, all rates in this Section shall only apply to the works executed by
generally |  |  | the Approved Suppliers of Materials and Specialist Contractors for Public Works : Low Voltage
Cubicle Switchboard Installation.
Unless otherwise specified separately in items under this Section, switchboard cubicle shall be
measured on the basis of complete unit.
All electrical and other related work items except those items specifically included in this Section
shall be measured and paid for at the appropriate rates under Section 28 - Small Power
Distribution, Section 29 - Main Distribution Systems and Section 30 - Miscellaneous Electrical
Installations or other applicable Work Sections of this Schedule.
Measurement |  |  | SC31.02 | [6 empty] | The multi-cubicle type switchboard shall consist of cubicle columns (items are included in this
of multi-cubicle |  |  | Section) to accommodate different arrangement of switchgear, protective and metering units.
type switchboard |  |  |  | To facilitate payment, the basic cubicle column shall consist of two base types basing on their
panel widths : -
Type A Cubicle Column : cubicle width - 750mm to 900mm
The cubicle column with this width shall accommodate the major switchgear units, such as
air circuit breakers (ACB), automatic changeover units, MCCBs, fuseswitches and overcurrent
and earth fault relays units for ACBs etc. It may also accommodate some switchgear units
of smaller ratings together with the major units in the same cubicle column as indicated in
the Works Order.
Type B Cubicle Column : cubicle width - 350mm to 450mm
The cubicle column with this width shall accommodate largely the smaller switchgear units,
such as MCCBs, fuseswitches, switchfuses, isolators etc. of smaller ratings.
The arrangement of a whole cubicle switchboard as specified by the Works Order shall be a
combination of different cubicle columns with the abovementioned width types to suit different
requirements as required by the Works Order. The rate for the combined switchboard cubicle
shall be the summation of the single and/or multiples of the rates of the cubicle columns items
under this Section which also describes the requirements on the height and depth of the
cubicle columns. The side end panels of the utmost left and right cubicle columns shall be
deemed to be included in the rates.
31/1
31 | LOW VOLTAGE CUBICLE SWITCHBOARD | [16 empty] | 31
SPECIAL CONDITIONS
Measurement |  |  | SC31.03 | [6 empty] | Where a temporary supply is ordered by the Maintenance Surveyor, the provision of
of temporary |  |  | all articles, labour and accessory materials (nails, screws, rawplugs and similar) necessary
supply | for fixing shall be of temporary nature. For "use and waste" of all materials, such as
cables, fittings, switchgear and accessories, etc., for a period of not exceeding four weeks
from the date of certified completion, 50 per cent of the value of the appropriate "supply
and fix" items after the adjustment of contract percentages will be paid. For a period
exceeding four weeks and not exceeding eight weeks, 55 per cent will be paid and for
each subsequent month a further addition of 5 per cent will be made.
For a period of more than six months, the full rates, as for permanent works will be paid,
and the materials will become the property of the Employer.
No extra payment will be made for the removal of materials in connection with the
temporary supply, but the cost of which shall have been included in the payment as
aforementioned in the first paragraph hereof. The date of certified completion of a
temporary supply shall be the date when the installation is first brought into service.
The date when it ceases to be used shall be the date from which the Maintenance
Surveyor instructs the dismantlement of the installation, or the date when the installation
is no longer in use, whichever is earlier.
Rates generally |  |  | SC31.04 | [6 empty] | The rates for all items shall generally include for : -
(a) | [11 empty] | Colour band and colour identification work.
(b) | [11 empty] | Lettering and engraving for identification, signs, labels in both English and Chinese.
(c) | [11 empty] | Identification plates, signs, notice plates, discs and labels in both English and Chinese.
(d) | [11 empty] | Priming or painting off site and proprietary finishes or surface treatment applied as
part of the production process whether applied before or after fabrication and
assembly.
(e) | [11 empty] | All protective and finishing painting work, apart from additional painting work
specifically ordered by the Maintenance Surveyor in writing which shall be measured
separately and paid for at the appropriate rates under Section 15 - Painting of this
Schedule.
(f) | [11 empty] | Any kind of fixing method including drilling of the background and provision of all
supporting frames, fixings, hangers, brackets, nails, bolts, nuts, holes, screws, plugs,
shotfired pins and the like.
(g) | [11 empty] | Assembling and jointing together with the component parts of composite units and
providing any necessary jointing materials.
(h) | [11 empty] | Provision of all indication lamps.
(i) | [11 empty] | Earth/equipotential bonding.
(j) | [11 empty] | Design and submission of design drawings and the like.
31/2
31 | LOW VOLTAGE CUBICLE SWITCHBOARD | [16 empty] | 31
SPECIAL CONDITIONS
Rates generally |  |  | SC31.04 | [6 empty] | (k) |  | Submission of catalogues, technical literature, data, calculations, test certificates and
(Cont'd) |  |  | (Cont'd) | [6 empty] | approval documentation covering the equipment and materials being supplied.
(l) | [11 empty] | Preparing and submitting detail working drawings as required and all shop drawings for
the fabrication and installation.
(m) | [11 empty] | Attendance, as required, of the manufacturers' representative to assist in the installation
and subsequent testing and commissioning.
(n) | [11 empty] | Testing and commissioning including submission of Testing and Commissioning
Certificates and Records of Tests.
(o) | [11 empty] | Provision all necessary power, labour and testing instrument of approved type for
testing and commissioning.
(p) | [11 empty] | Preparing and submitting operation and maintenance manuals and as-fitted drawings for
items of works as required.
(q) | [11 empty] | Provision of schematic diagrams covered front and back with plastic sheet including
fixing to wall.
(r) | [11 empty] | Provision of complete set of spare fuses complete with spare fuse board as specified.
(s) | [11 empty] | Provision of manufacturer's guarantee.
Rates for "Take |  |  | SC31.05 | [6 empty] | The rates for "Take down and clear away" or " Take down and set aside for re-use" existing items
down and clear |  |  | in connection with low voltage cubicle switchboard installation shall further include for : -
away" or "Take
down and set aside |  |  |  | (a) | [7 empty] | Taking down all associated building services works.
for re-use"
(b) | [11 empty] | Plugging off remaining ends with plugs or caps as required.
(c) | [11 empty] | Preparing remaining ends of building services works to receive connections with new
work if required.
(d) | [11 empty] | Making good all works disturbed.
Particular |  |  | SC31.06 | [6 empty] | The Particular Specification for low voltage cubicle switchboard can be found in the Contract.
Specification
31/3
31 | LOW VOLTAGE CUBICLE SWITCHBOARD | [16 empty] | 31
Item | Item
LOW VOLTAGE CUBICLE SWITCHBOARD
Take | [24 empty] | Take
Multi-cubicle type switchboard, factory built assembly (suitable for incoming/ | [16 empty] | Supply | [5 empty] | down |  | down |  |  | Fix
outgoing cabling from top or bottom), height : 2 to 2.2 m, depth : 1 to 1.5 m c/w | [16 empty] | and | [5 empty] | and |  | and set |  |  | only
compartments for switchgear/ busbars/ cables, segregations, door/ panels, indication | [17 empty] | fix |  |  |  |  | clear |  | aside for
labels, engraved labels, push buttons, selector switches, all interconnecting, control | [17 empty] | away | [6 empty] | re-use
and ancillary wiring and fixings, earth terminals, rubber insulating mat, operating
handles and all necessary accessories : -
A | [22 empty] | B |  | C |  |  | D
Each |  |  | $ | [19 empty] | $ |  | $ |  |  | $
31001 | Type A cubicle column (750 - 900 mm)................................................................................................................................ | [18 empty] | 26,642.04 |  |  | 2,373.66 |  |  | 2,460.11 |  | 3,669.34 |  | 31001
31002 | Type B cubicle column (350 - 450 mm)................................................................................................................................. | [18 empty] | 21,219.32 |  |  | 2,015.65 |  |  | 2,122.28 |  | 3,457.33 |  | 31002
Draw-out type air-circuit breaker c/w DC shunt trip coil/ release, electrical and
mechanical interlock device and keys, control wiring and all necessary accessories : -
Each
31003 | 400A; 3-pole............................................................................................................................................................................ | [18 empty] | 16,798.63 |  |  | 1,293.18 |  |  | 1,433.38 |  | 2,292.52 |  | 31003
31004 | 500A; 3-pole............................................................................................................................................................................ | [18 empty] | 17,211.23 |  |  | 1,293.18 |  |  | 1,433.38 |  | 2,292.52 |  | 31004
31005 | 600A; 3-pole............................................................................................................................................................................ | [18 empty] | 17,564.88 |  |  | 1,293.18 |  |  | 1,433.38 |  | 2,292.52 |  | 31005
31006 | 800A; 3-pole............................................................................................................................................................................ | [18 empty] | 17,800.65 |  |  | 1,342.78 |  |  | 1,483.21 |  | 2,399.97 |  | 31006
31007 | 1000A; 3-pole.......................................................................................................................................................................... | [18 empty] | 19,156.34 |  |  | 1,345.60 |  |  | 1,490.82 |  | 2,419.98 |  | 31007
31008 | 1200A; 3-pole.......................................................................................................................................................................... | [18 empty] | 20,394.12 |  |  | 1,348.43 |  |  | 1,497.78 |  | 2,438.38 |  | 31008
31009 | 1500/ 1600A; 3-pole............................................................................................................................................................... | [18 empty] | 22,575.00 |  |  | 1,407.71 |  |  | 1,564.67 |  | 2,532.80 |  | 31009
31010 | 2000A; 3-pole.......................................................................................................................................................................... | [18 empty] | 26,642.04 |  |  | 1,472.16 |  |  | 1,649.58 |  | 2,670.41 |  | 31010
31011 | 2500A; 3-pole.......................................................................................................................................................................... | [18 empty] | 29,589.16 |  |  | 1,477.76 |  |  | 1,659.19 |  | 2,695.65 |  | 31011
31012 | 3000/ 3200A; 3-pole............................................................................................................................................................... | [18 empty] | 32,772.07 |  |  | 1,538.54 |  |  | 1,728.04 |  | 2,820.61 |  | 31012
31013 | 400A; 4-pole............................................................................................................................................................................ | [18 empty] | 17,393.95 |  |  | 1,309.00 |  |  | 1,458.43 |  | 2,357.29 |  | 31013
31014 | 500A; 4-pole............................................................................................................................................................................ | [18 empty] | 17,676.88 |  |  | 1,309.00 |  |  | 1,458.43 |  | 2,357.29 |  | 31014
31015 | 600A; 4-pole............................................................................................................................................................................ | [18 empty] | 17,859.60 |  |  | 1,309.00 |  |  | 1,458.43 |  | 2,357.29 |  | 31015
31016 | 800A; 4-pole............................................................................................................................................................................ | [18 empty] | 18,384.19 |  |  | 1,359.86 |  |  | 1,510.05 |  | 2,471.06 |  | 31016
31017 | 1000A; 4-pole.......................................................................................................................................................................... | [18 empty] | 19,910.79 |  |  | 1,361.79 |  |  | 1,515.48 |  | 2,485.63 |  | 31017
31018 | 1200A; 4-pole.......................................................................................................................................................................... | [18 empty] | 21,007.13 |  |  | 1,365.33 |  |  | 1,520.50 |  | 2,499.18 |  | 31018
31019 | 1500/ 1600A; 4-pole............................................................................................................................................................... | [18 empty] | 22,834.34 |  |  | 1,420.95 |  |  | 1,588.05 |  | 2,594.64 |  | 31019
31020 | 2000A; 4-pole.......................................................................................................................................................................... | [18 empty] | 30,885.90 |  |  | 1,484.07 |  |  | 1,669.80 |  | 2,723.84 |  | 31020
31021 | 2500A; 4-pole.......................................................................................................................................................................... | [18 empty] | 34,304.57 |  |  | 1,487.80 |  |  | 1,678.56 |  | 2,747.19 |  | 31021
31022 | 3000/ 3200A; 4-pole............................................................................................................................................................... | [18 empty] | 38,790.11 |  |  | 1,546.83 |  |  | 1,742.75 |  | 2,860.04 |  | 31022
31/4
31 | LOW VOLTAGE CUBICLE SWITCHBOARD | [16 empty] | 31
Item | Item
LOW VOLTAGE CUBICLE SWITCHBOARD (CONT'D)
Take | [24 empty] | Take
Supply | [22 empty] | down |  | down |  |  | Fix
Four-pole air-circuit breaker (ACB) for automatic transfer switch c/w DC shunt trip | [17 empty] | and |  |  |  |  | and |  | and set |  |  | only
coil/ release, electrical and mechanical interlock device and keys, control wiring and | [17 empty] | fix |  |  |  |  | clear |  | aside for
all necessary accessories : - | [9 empty] | away | [14 empty] | re-use
A | [22 empty] | B |  | C |  |  | D
Each |  |  | $ | [19 empty] | $ |  | $ |  |  | $
31023 | 1500/ 1600A............................................................................................................................................................................ | [18 empty] | 34,186.69 |  |  | 2,369.47 |  |  | 2,660.88 |  | 5,524.67 |  | 31023
31024 | 2000A...................................................................................................................................................................................... | [18 empty] | 36,544.39 |  |  | 2,422.18 |  |  | 2,715.95 |  | 5,625.98 |  | 31024
Four-pole automatic changeover switch c/w E&M interlock : -
Each
31025 | 200A........................................................................................................................................................................................ | [18 empty] | 7,367.82 |  |  | 193.51 |  |  | 205.16 |  | 496.07 |  | 31025
31026 | 300A........................................................................................................................................................................................ | [18 empty] | 8,375.74 |  |  | 193.51 |  |  | 205.16 |  | 496.07 |  | 31026
Four-pole automatic changeover contactor c/w E&M interlock : -
Each
31027 | 400A........................................................................................................................................................................................ | [18 empty] | 10,609.66 |  |  | 189.12 |  |  | 201.16 |  | 461.83 |  | 31027
31028 | 500A........................................................................................................................................................................................ | [18 empty] | 14,735.65 |  |  | 189.12 |  |  | 201.16 |  | 461.83 |  | 31028
31029 | 600/ 630A................................................................................................................................................................................ | [18 empty] | 22,398.17 |  |  | 189.12 |  |  | 201.16 |  | 461.83 |  | 31029
31030 | 800A........................................................................................................................................................................................ | [18 empty] | 28,881.86 |  |  | 191.64 |  |  | 204.87 |  | 468.96 |  | 31030
31031 | 1000A...................................................................................................................................................................................... | [18 empty] | 30,650.13 |  |  | 191.64 |  |  | 204.87 |  | 468.96 |  | 31031
Moulded case circuit breaker (MCCB) for automatic transfer switch c/w
electrical and mechanical interlock device and all necessary accessories;
four-pole type : -
Each
31032 | 200A........................................................................................................................................................................................ | [18 empty] | 22,398.17 |  |  | 189.12 |  |  | 201.16 |  | 461.83 |  | 31032
31033 | 300A/ 400A............................................................................................................................................................................. | [18 empty] | 30,650.13 |  |  | 189.12 |  |  | 201.16 |  | 461.83 |  | 31033
31034 | 500A/ 600A............................................................................................................................................................................. | [18 empty] | 34,363.52 |  |  | 189.12 |  |  | 201.16 |  | 461.83 |  | 31034
31/5
31 | LOW VOLTAGE CUBICLE SWITCHBOARD | [16 empty] | 31
Item | Item
LOW VOLTAGE CUBICLE SWITCHBOARD (CONT'D) | [16 empty] | Take | [7 empty] | Take
Supply | [22 empty] | down |  | down |  |  | Fix
and | [22 empty] | and |  | and set |  |  | only
Moulded case circuit breaker (MCCB); breaking capacity 50 kA r.m.s. c/w shunt trip | [17 empty] | fix |  |  |  |  | clear |  | aside for
coil, wiring and all necessary accessories; three-pole type : - | [14 empty] | away | [9 empty] | re-use
A | [22 empty] | B |  | C |  |  | D
Each |  |  | $ | [19 empty] | $ |  | $ |  |  | $
31035 | 32A to 63A.............................................................................................................................................................................. | [18 empty] | 1,673.97 |  |  | 223.11 |  |  | 235.02 |  | 432.27 |  | 31035
31036 | 100A to 225A.......................................................................................................................................................................... | [18 empty] | 2,251.61 |  |  | 229.50 |  |  | 243.96 |  | 463.52 |  | 31036
31037 | 225A to 400A.......................................................................................................................................................................... | [18 empty] | 3,259.53 |  |  | 241.96 |  |  | 254.01 |  | 495.76 |  | 31037
31038 | 500A........................................................................................................................................................................................ | [18 empty] | 4,597.52 |  |  | 260.59 |  |  | 275.90 |  | 573.06 |  | 31038
31039 | 600/ 630A................................................................................................................................................................................ | [18 empty] | 5,198.73 |  |  | 261.25 |  |  | 276.51 |  | 589.71 |  | 31039
31040 | 800A........................................................................................................................................................................................ | [18 empty] | 7,002.38 |  |  | 263.81 |  |  | 280.69 |  | 609.02 |  | 31040
Moulded case circuit breaker (MCCB); breaking capacity 50 kA r.m.s. c/w shunt trip
coil, wiring and all necessary accessories; four-pole type : -
Each
31041 | 100A to 225A.......................................................................................................................................................................... | [18 empty] | 2,664.20 |  |  | 240.29 |  |  | 249.65 |  | 484.52 |  | 31041
31042 | 225A to 400A.......................................................................................................................................................................... | [18 empty] | 4,061.15 |  |  | 244.40 |  |  | 256.49 |  | 510.98 |  | 31042
31043 | 500A........................................................................................................................................................................................ | [18 empty] | 6,466.01 |  |  | 262.19 |  |  | 278.45 |  | 584.19 |  | 31043
31044 | 600/ 630A................................................................................................................................................................................ | [18 empty] | 6,466.01 |  |  | 262.86 |  |  | 279.09 |  | 601.50 |  | 31044
31045 | 800A........................................................................................................................................................................................ | [18 empty] | 8,175.34 |  |  | 264.85 |  |  | 282.53 |  | 617.72 |  | 31045
Fuse-switch; TP&N c/w fuses : -
Each
31046 | 32A.......................................................................................................................................................................................... | [18 empty] | 1,060.97 |  |  | 157.43 |  |  | 159.90 |  | 310.70 |  | 31046
31047 | 63A.......................................................................................................................................................................................... | [18 empty] | 1,178.85 |  |  | 157.43 |  |  | 159.90 |  | 310.70 |  | 31047
31048 | 100A........................................................................................................................................................................................ | [18 empty] | 1,296.74 |  |  | 157.43 |  |  | 159.90 |  | 310.70 |  | 31048
31049 | 200A........................................................................................................................................................................................ | [18 empty] | 1,650.39 |  |  | 162.14 |  |  | 167.70 |  | 341.57 |  | 31049
31050 | 300A........................................................................................................................................................................................ | [18 empty] | 2,829.24 |  |  | 173.30 |  |  | 178.37 |  | 411.01 |  | 31050
31051 | 400A........................................................................................................................................................................................ | [18 empty] | 3,065.02 |  |  | 178.91 |  |  | 181.97 |  | 414.00 |  | 31051
31052 | 500A........................................................................................................................................................................................ | [18 empty] | 3,595.50 |  |  | 190.64 |  |  | 200.20 |  | 535.27 |  | 31052
31053 | 600A........................................................................................................................................................................................ | [18 empty] | 4,597.52 |  |  | 190.89 |  |  | 200.37 |  | 535.75 |  | 31053
31/6
31 | LOW VOLTAGE CUBICLE SWITCHBOARD | [16 empty] | 31
Item | Item
LOW VOLTAGE CUBICLE SWITCHBOARD (CONT'D) | [16 empty] | Take | [7 empty] | Take
Supply | [22 empty] | down |  | down |  |  | Fix
and | [22 empty] | and |  | and set |  |  | only
Isolating switch; TP & N : - | [9 empty] | fix | [12 empty] | clear |  | aside for
away | [24 empty] | re-use
A | [22 empty] | B |  | C |  |  | D
Each |  |  | $ | [19 empty] | $ |  | $ |  |  | $
31054 | 32A.......................................................................................................................................................................................... | [18 empty] | 736.79 |  |  | 165.17 |  |  | 182.72 |  | 392.83 |  | 31054
31055 | 63A.......................................................................................................................................................................................... | [18 empty] | 943.08 |  |  | 165.17 |  |  | 182.72 |  | 392.83 |  | 31055
31056 | 100A........................................................................................................................................................................................ | [18 empty] | 1,090.44 |  |  | 165.17 |  |  | 182.72 |  | 392.83 |  | 31056
31057 | 200A........................................................................................................................................................................................ | [18 empty] | 1,473.57 |  |  | 169.44 |  |  | 182.72 |  | 417.92 |  | 31057
31058 | 300A........................................................................................................................................................................................ | [18 empty] | 2,475.59 |  |  | 176.46 |  |  | 191.03 |  | 477.78 |  | 31058
31059 | 400A........................................................................................................................................................................................ | [18 empty] | 2,876.39 |  |  | 176.46 |  |  | 191.03 |  | 477.78 |  | 31059
31060 | 500A........................................................................................................................................................................................ | [18 empty] | 3,448.14 |  |  | 188.29 |  |  | 205.03 |  | 550.80 |  | 31060
31061 | 600A........................................................................................................................................................................................ | [18 empty] | 4,008.09 |  |  | 188.29 |  |  | 205.03 |  | 550.80 |  | 31061
Power factor correction module; 25kVAr at 380V nominal voltage per stage control
c/w capacitor banks, automatic switching facilities, fuses, control relays, contactors,
ammeters and all necessary control accessories; wiring and interconnection with
other devices for functioning : -
Each
31062 | 150 kVAr................................................................................................................................................................................. | [18 empty] | 17,340.90 |  |  | 519.03 |  |  | 545.48 |  | 1,525.79 |  | 31062
31063 | 200 kVAr................................................................................................................................................................................. | [18 empty] | 23,335.37 |  |  | 682.59 |  |  | 710.24 |  | 1,851.73 |  | 31063
31064 | 250 kVAr................................................................................................................................................................................. | [18 empty] | 28,587.14 |  |  | 846.40 |  |  | 875.13 |  | 2,104.85 |  | 31064
31065 | 300 kVAr................................................................................................................................................................................. | [18 empty] | 33,632.63 |  |  | 1,009.61 |  |  | 1,040.64 |  | 2,971.78 |  | 31065
31066 | Add to last item for each additional 50 kVAr........................................................................................................................ | [18 empty] | 4,597.52 |  |  | 163.15 |  |  | 165.61 |  | 538.80 |  | 31066
Real time power factor correction module; 25/ 50kVAr at 380V nominal voltage per stage
control c/w capacitor banks, automatic switching facilities, fuses, control relays, ammeters
and all necessary control accessories; wiring and interconnection with other devices for
functioning : -
Each
31067 | 150 kVAr................................................................................................................................................................................. | [18 empty] | 85,466.72 |  |  | 519.03 |  |  | 545.48 |  | 1,525.79 |  | 31067
31068 | 200 kVAr................................................................................................................................................................................. | [18 empty] | 94,190.21 |  |  | 682.59 |  |  | 710.24 |  | 1,851.73 |  | 31068
31069 | 250 kVAr................................................................................................................................................................................. | [18 empty] | 10,079.18 |  |  | 846.40 |  |  | 875.13 |  | 2,104.85 |  | 31069
(The actual rate should be : $100,791.80 for Item 31069A)
31070 | 300 kVAr................................................................................................................................................................................. | [18 empty] | 10,727.55 |  |  | 1,009.61 |  |  | 1,040.64 |  | 2,971.78 |  | 31070
(The actual rate should be : $107,275.50 for Item 31070A)
31/7
31 | LOW VOLTAGE CUBICLE SWITCHBOARD | [16 empty] | 31
Item | Item
LOW VOLTAGE CUBICLE SWITCHBOARD (CONT'D) | [16 empty] | Take | [7 empty] | Take
Supply | [22 empty] | down |  | down |  |  | Fix
and | [22 empty] | and |  | and set |  |  | only
Sundries : - |  |  |  | fix | [18 empty] | clear |  | aside for
away | [24 empty] | re-use
A | [22 empty] | B |  | C |  |  | D
Each |  |  | $ | [19 empty] | $ |  | $ |  |  | $
31071 | Electro-mechanical type earth fault relay (single element) c/w wiring
and accessories........................................................................................................................................................................ | [19 empty] | 3,837.16 |  |  | 207.53 |  |  | 224.59 |  | 488.99 |  | 31071
31072 | Electro-mechanical type overcurrent relay (three element) c/w wiring
and accessories........................................................................................................................................................................ | [19 empty] | 8,735.29 |  |  | 289.55 |  |  | 320.89 |  | 667.38 |  | 31072
31073 | Microprocessor-based digital protection relay c/w wiring and accessories........................................................................... | [18 empty] | 9,566.38 |  |  | 270.09 |  |  | 298.26 |  | 564.24 |  | 31073
31074 | Secondary battery system comprising trickle type battery chargers, sealed Ni-Cd/ Ni-MH
batteries, voltmeter, ammeter and battery test facilities, for voltage rating below 50V D.C................................................ | [19 empty] | 7,145.19 |  |  | 394.91 |  |  | 429.61 |  | 864.54 |  | 31074
31075 | Voltmeter and associated wiring............................................................................................................................................ | [18 empty] | 1,402.83 |  |  | 239.79 |  |  | 245.33 |  | 371.07 |  | 31075
31076 | Ammeter and associated wiring.............................................................................................................................................. | [18 empty] | 1,314.42 |  |  | 239.79 |  |  | 245.33 |  | 371.07 |  | 31076
31077 | Power factor meter and associated wiring.............................................................................................................................. | [18 empty] | 2,475.59 |  |  | 230.11 |  |  | 242.56 |  | 549.06 |  | 31077
31078 | Maximum demand indicating meter and associated wiring................................................................................................... | [18 empty] | 854.67 |  |  | 176.39 |  |  | 197.35 |  | 239.96 |  | 31078
31079 | Microprocessor based digital multifunction power meter c/w all necessary interconnection
wiring for functioning............................................................................................................................................................. | [19 empty] | 4,025.95 |  |  | 255.88 |  |  | 282.87 |  | 475.24 |  | 31079
31080 | Microprocessor based digital power analyzer c/w all necessary interconnection wiring for
functioning.............................................................................................................................................................................. | [19 empty] | 7,695.09 |  |  | 368.16 |  |  | 527.42 |  | 601.92 |  | 31080
31081 | Anti-condensation heaters and thermostats in switchboard c/w with wiring and
accessories .............................................................................................................................................................................. | [19 empty] | 1,427.64 |  |  | 233.05 |  |  | 236.59 |  | 355.14 |  | 31081
31082 | Undervoltage relay.................................................................................................................................................................. | [18 empty] | 666.05 |  |  | 156.26 |  |  | 177.06 |  | 207.93 |  | 31082
31/8
31 | LOW VOLTAGE CUBICLE SWITCHBOARD | [16 empty] | 31
Item | Item
LOW VOLTAGE CUBICLE SWITCHBOARD (CONT'D) | [16 empty] | Take | [7 empty] | Take
Supply | [22 empty] | down |  | down |  |  | Fix
and | [22 empty] | and |  | and set |  |  | only
Current transformer (for protection) including all wiring and accessories : - | [16 empty] | fix | [5 empty] | clear |  | aside for
away | [24 empty] | re-use
A | [22 empty] | B |  | C |  |  | D
Each |  |  | $ | [19 empty] | $ |  | $ |  |  | $
31083 | 200 or 300 or 400 or 500/ 5A................................................................................................................................................. | [18 empty] | 530.48 |  |  | 145.45 |  |  | 162.81 |  | 246.84 |  | 31083
31084 | 600 or 800 or 1000/ 5A........................................................................................................................................................... | [18 empty] | 559.96 |  |  | 145.45 |  |  | 162.81 |  | 246.84 |  | 31084
31085 | 1200 or 1500/ 5A.................................................................................................................................................................... | [18 empty] | 577.64 |  |  | 145.45 |  |  | 162.81 |  | 246.84 |  | 31085
31086 | 1600 or 2000/ 5A.................................................................................................................................................................... | [18 empty] | 601.21 |  |  | 148.01 |  |  | 165.48 |  | 250.70 |  | 31086
31087 | 2250 or 2500/ 5A.................................................................................................................................................................... | [18 empty] | 618.91 |  |  | 152.13 |  |  | 169.87 |  | 260.20 |  | 31087
31088 | 3000/ 5A.................................................................................................................................................................................. | [18 empty] | 677.84 |  |  | 153.82 |  |  | 171.71 |  | 265.22 |  | 31088
31089 | 3200/ 5A.................................................................................................................................................................................. | [18 empty] | 736.79 |  |  | 153.82 |  |  | 171.71 |  | 265.22 |  | 31089
Current transformer (for measurement) including all wiring and accessories : -
Each
31090 | 200/ 5A.................................................................................................................................................................................... | [18 empty] | 353.65 |  |  | 145.45 |  |  | 162.81 |  | 246.84 |  | 31090
31091 | 300 or 400/ 5A........................................................................................................................................................................ | [18 empty] | 365.44 |  |  | 145.45 |  |  | 162.81 |  | 246.84 |  | 31091
31092 | 500 or 600/ 5A........................................................................................................................................................................ | [18 empty] | 371.35 |  |  | 145.45 |  |  | 162.81 |  | 246.84 |  | 31092
31/9
31 | LOW VOLTAGE CUBICLE SWITCHBOARD | [16 empty] | 31
Item | Item
LOW VOLTAGE CUBICLE SWITCHBOARD (CONT'D) | [16 empty] | Take | [7 empty] | Take
Supply | [22 empty] | down |  | down |  |  | Fix
and | [22 empty] | and |  | and set |  |  | only
Current transformer (for measurement) including all wiring and accessories : - | [16 empty] | fix | [5 empty] | clear |  | aside for
(Cont'd) |  |  | away | [21 empty] | re-use
A | [22 empty] | B |  | C |  |  | D
Each |  |  | $ | [19 empty] | $ |  | $ |  |  | $
31093 | 800/ 5A.................................................................................................................................................................................... | [18 empty] | 383.13 |  |  | 145.45 |  |  | 162.81 |  | 246.84 |  | 31093
31094 | 1000/ 5A.................................................................................................................................................................................. | [18 empty] | 412.60 |  |  | 145.45 |  |  | 162.81 |  | 246.84 |  | 31094
31095 | 1200/ 5A.................................................................................................................................................................................. | [18 empty] | 424.39 |  |  | 145.45 |  |  | 162.81 |  | 246.84 |  | 31095
31096 | 1500 or 1600/ 5A.................................................................................................................................................................... | [18 empty] | 442.07 |  |  | 145.45 |  |  | 162.81 |  | 246.84 |  | 31096
31097 | 2000/ 5A.................................................................................................................................................................................. | [18 empty] | 453.87 |  |  | 145.45 |  |  | 162.81 |  | 246.84 |  | 31097
31098 | 2250/ 5A.................................................................................................................................................................................. | [18 empty] | 459.76 |  |  | 145.45 |  |  | 162.81 |  | 246.84 |  | 31098
31099 | 2500/ 5A.................................................................................................................................................................................. | [18 empty] | 483.33 |  |  | 145.45 |  |  | 162.81 |  | 246.84 |  | 31099
31100 | 3000 or 3200/ 5A.................................................................................................................................................................... | [18 empty] | 506.91 |  |  | 145.45 |  |  | 162.81 |  | 246.84 |  | 31100
Copper busbar, triple pole and full neutral, enclosed inside switchboard c/w
insulation and all necessary accessories : -
Per linear meter
31101 | 400A........................................................................................................................................................................................ | [18 empty] | 2,452.01 |  |  | 93.49 |  |  | 100.57 |  | 279.94 |  | 31101
31102 | 600A........................................................................................................................................................................................ | [18 empty] | 2,699.57 |  |  | 99.31 |  |  | 108.42 |  | 298.52 |  | 31102
31103 | 800A........................................................................................................................................................................................ | [18 empty] | 3,230.06 |  |  | 103.77 |  |  | 113.01 |  | 316.84 |  | 31103
31104 | 1000A...................................................................................................................................................................................... | [18 empty] | 3,548.35 |  |  | 109.37 |  |  | 118.68 |  | 333.66 |  | 31104
31105 | 1500A...................................................................................................................................................................................... | [18 empty] | 5,033.69 |  |  | 114.11 |  |  | 124.17 |  | 347.39 |  | 31105
31106 | 2000A...................................................................................................................................................................................... | [18 empty] | 6,112.34 |  |  | 118.60 |  |  | 128.66 |  | 360.83 |  | 31106
31107 | 2500A...................................................................................................................................................................................... | [18 empty] | 7,585.91 |  |  | 128.21 |  |  | 139.00 |  | 397.08 |  | 31107
31108 | 3000A...................................................................................................................................................................................... | [18 empty] | 8,841.39 |  |  | 128.21 |  |  | 139.00 |  | 397.08 |  | 31108
Each
31109 | Portable earthing equipment for main incoming air circuit breaker...................................................................................... | [18 empty] | 3,312.58 |  |  | 172.35 |  |  | 183.56 |  | 447.98 |  | 31109
31110 | Hydraulic operated truck for handling air circuit breaker, and all necessary accessories..................................................... | [18 empty] | 5,882.46 |  |  | 278.45 |  |  | 368.79 |  | 787.93 |  | 31110
Per square meter
31111 | Rubber mats; ribbed surface comply with BS 921:1976 or IEC 6111:2009, laid in front of
and at the rear of switchboard; minimum 10mm thick continuous sheet.............................................................................. | [19 empty] | 589.43 |  |  | 35.36 |  |  | 42.43 |  | 176.83 |  | 31111
31/10
Section 32
EMERGENCY GENERATOR INSTALLATION
32 | EMERGENCY GENERATOR INSTALLATION | [16 empty] | 32
SECTION 32
EMERGENCY GENERATOR INSTALLATION
SPECIAL CONDITIONS
Measurement |  |  | SC32.01 | [6 empty] | All works of electrical power supply up to power supply points (e.g. switchfuse or isolator
of power supply |  |  | or spur unit and the like) for the equipment shall be measured separately and paid for at
the appropriate rates under Section 27 - Lighting System and Fixtures, Section 28 - Small
Power Distribution, Section 29 - Main Distribution Systems and Section 30 -
Miscellaneous Electrical Installations or other applicable Work Sections of this Schedule.
Measurement |  |  | SC32.02 | [6 empty] | Where a temporary supply is ordered by the Maintenance Surveyor, the provision of all
of temporary |  |  | articles, labour and accessory materials (nails, screws, rawplugs and similar) necessary for
supply | fixing shall be of temporary nature. For "use and waste" of all materials, such as cables,
fittings, switchgear and accessories, etc., for a period of not exceeding four weeks from
the date of certified completion, 50 per cent of the value of the appropriate "supply and
fix" items after the adjustment of contract percentages will be paid. For a period exceeding
four weeks and not exceeding eight weeks, 55 per cent will be paid and for each
subsequent month a further addition of 5 per cent will be made.
For a period of more than six months, the full rates, as for permanent works will be paid,
and the materials will become the property of the Employer.
No extra payment will be made for the removal of materials in connection with the
temporary supply, but the cost of which shall have been included in the payment as
aforementioned in the first paragraph hereof. The date of certified completion of a
temporary supply shall be the date when the installation is first brought into service. The
date when it ceases to be used shall be the date from which the Maintenance Surveyor
instructs the dismantlement of the installation, or the date when the installation is no longer
in use, whichever is earlier.
Rates generally |  |  | SC32.03 | [6 empty] | The rates for all items shall generally include for : -
(a) | [11 empty] | Colour band and colour identification work.
(b) | [11 empty] | Lettering and engraving for identification, signs, labels in both English and
Chinese.
(c) | [11 empty] | Identification plates, signs, notice plates, discs and labels in both English and
Chinese.
(d) | [11 empty] | Priming or painting off site and proprietary finishes or surface treatment applied as
part of the production process whether applied before or after fabrication and
assembly.
(e) | [11 empty] | All protective and finishing painting work, apart from additional painting work
specifically ordered by the Maintenance Surveyor in writing which shall be
measured separately and paid for at the appropriate rates under Section 15 -
Painting of this Schedule.
32/1
32 | EMERGENCY GENERATOR INSTALLATION | [16 empty] | 32
SPECIAL CONDITIONS
Rates generally |  |  | SC32.03 | [6 empty] | (f) |  | Any kind of fixing method including drilling of the background and provision
(Cont'd) |  |  | (Cont'd) | [6 empty] | of all fixings, hangers, nails, bolts, nuts, holes, screws, washers, plugs,
shotfired pins and the like.
(g) | [11 empty] | Assembling and jointing together with the component parts of composite units
and providing any necessary jointing materials.
(h) | [11 empty] | All brackets and methods of supports including supporting frames and
anti-vibration mounting.
(i) | [11 empty] | Provision of expansion joints in service runs wherever they coincide with
structural expansion joints.
(j) | [11 empty] | Submission of catalogues, technical literature, data, calculations, original
official birth certificate, manufacturing certificates , official test certificates for
major components and approval documentation covering the equipment and
materials being supplied.
(k) | [11 empty] | Preparing and submitting detail working drawings as required and all shop
drawings for the fabrication and installation.
(l) | [11 empty] | Attendance, as required, of the manufacturers' representative to assist in the
installation and subsequent testing and commissioning.
(m) | [11 empty] | Testing and commissioning including submission of Testing and
Commissioning Certificates and Records of Tests.
(n) | [11 empty] | Provision of all necessary power, fuel, labour and testing instrument of
approved type for testing and commissioning.
(o) | [11 empty] | Submitting all relevant documentation to Fire Services Department and
obtaining necessary approval.
(p) | [11 empty] | Obtaining necessary approval from Environment Protection Department
including submission of all relevant documentation.
(q) | [11 empty] | Preparing and submitting operation and maintenance manuals and as-fitted
drawings for items of works as required.
(r) | [11 empty] | Provision of schematic diagrams covered front and back with plastic sheet
including fixing to wall.
(s) | [11 empty] | Provision of manufacturer's guarantee. Submission of sample board for all
materials and accessories, and supply of samples of materials for testing
(including testing to destruction).
(t) | [11 empty] | Submission of sample board for all compact sized materials and accessories,
and supply of samples of materials for testing (including testing to
destruction).
32/2
32 | EMERGENCY GENERATOR INSTALLATION | [16 empty] | 32
SPECIAL CONDITIONS
Rates for |  |  | SC32.04 | [6 empty] | The rates for emergency generator set shall further include for : -
emergency
generator set |  |  | (a) | [8 empty] | All necessary assembly, orientation, alignment, levelling, lifting and bolting
down facilities, together with the provision of shims and packing pieces, the
clocking of couplings between drivers and rotating equipment, strainers,
instrumentation and the like.
(b) | [11 empty] | Electric starting equipment including starter motor, starting battery with
hardwood stand and cover, battery charger and all necessary wiring and
switchgear.
(c) | [11 empty] | Alternator complete with exciter, automatic voltage regulator and termination
box including insulation as specified.
(d) | [11 empty] | Engine mounted instrument panel including gauges, tachometer and
hourmeter.
(e) | [11 empty] | Protective screens for flywheel and coupling (if exposed) and other exposed
moving parts.
(f) | [11 empty] | Engine cooling system including pumps, pipework and valves, regulating
devices, radiator with fan, heat exchanger, expansion tank if required,
ductwork and silencers.
(g) | [11 empty] | All necessary pipework and associated fittings for filling, overflow, outlet,
drain, return and vent including necessary connection and jointing, valves,
pipework hangers, supports, anchor and the like.
(h) | [11 empty] | Engine exhaust system including fan, silencer, bellows, hangers with
anti-vibration spring mechanism, pipework, ductwork, insulation, cladding,
clamps, flange couplings, heat resisting jointing and the like.
(i) | [11 empty] | All necessary operational and control accessories (e.g. selector switch, key
switch, fuel control solenoid, relays, fuses, contactors, push button, indication
lamp, meters and the like) that are required to put the generator set in proper
operation.
(j) | [11 empty] | Anti-vibration materials and sound insulation materials in generator set bases.
(k) | [11 empty] | Earth/ equipotential bonding.
(l) | [11 empty] | All lubricating oil and greases, including initial charge and subsequent
replenishment during warranty period.
32/3
32 | EMERGENCY GENERATOR INSTALLATION | [16 empty] | 32
SPECIAL CONDITIONS
Rates for fuel |  |  | SC32.05 | [6 empty] | The rates for fuel oil supply system shall further include for : -
oil supply system
(a) | [11 empty] | Daily services fuel tank complete with socket connections for filling, overflow,
outlet, drain, return and vent including all necessary fittings, union couplings,
strainers, valves and the like, content gauge units, oil drip trays and all necessary
accessories.
(b) | [11 empty] | All necessary pipework and associated fittings for filling, overflow, outlet,
drain, return and vent including necessary connections and jointing with diesel
resistant jointing materials, valves, pipework hangers, supports, anchors and
the like.
(c) | [11 empty] | Oil transfer pump, injection pump, oil hand pump, injectors and filters.
(d) | [11 empty] | Dial gauge, float switch, quick closing mechanism comprising break glass unit,
pull handle, pulley, steel wire rope and the like.
(e) | [11 empty] | Mild steel stand and all necessary accessories required for the completion of
the system.
(f) | [11 empty] | Hydraulic test on the system including draining, drying and flushing all
pipework, fittings and valves after the test.
Rates for |  |  | SC32.06 | [6 empty] | The rates for lifting hoist shall further include for : -
lifting hoist
(a) | [11 empty] | Geared trolley, load chain, hooks with catch and ball or roller bearings.
(b) | [11 empty] | Submission of test certificate for the load chain.
(c) | [11 empty] | Submission of test certificate for the lift hoist.
(d) | [11 empty] | Structural calculation and surveyor's certificate of I-beam.
Rates for |  |  | SC32.07 | [6 empty] | The rates for acoustic treatment installation shall further include for providing all
acoustic |  |  | necessary suitable acoustic treatment to achieve acceptable noise levels as specified,
treatment |  |  | including : -
installation
(a) | [11 empty] | Pipework acoustic sleeving to all pipes penetrating building structure and
provision of split clamping rings, resilient hangers and seals.
(b) | [11 empty] | Acoustic treatment to walls, doors, louvres and ceiling of the emergency
generator room and provision of galvanized steel framing with fixing
accessories, polyester membrane lining and protective perforated steel
sheeting.
(c) | [11 empty] | Duct silencers for ventilation fans, air inlet louvres, air discharge louvres,
coupled radiators and all other air passage.
(d) | [11 empty] | Mufflers for engine exhaust air system.
32/4
32 | EMERGENCY GENERATOR INSTALLATION | [16 empty] | 32
SPECIAL CONDITIONS
Rates for "Take |  |  |  | SC32.08 | [5 empty] | The rates for "Take down and clear away" or " Take down and set aside for re-use"
down and clear |  |  | existing items in connection with emergency generator set shall further include for :-
away" or "Take
down and set aside |  |  |  |  | (a) | [6 empty] | Taking down all associated plumbing works and building services works.
for re-use"
(b) | [11 empty] | Plugging off remaining ends with plugs or caps as required.
(c) | [11 empty] | Preparing remaining ends of plumbing works and building services works to
receive connections with new work if required.
(d) | [11 empty] | Making good all works disturbed.
Particular |  |  | SC32.09 | [6 empty] | The Particular Specification for emergency generator set can be found in the Contract.
Specification
32/5
32 | EMERGENCY GENERATOR INSTALLATION | [16 empty] | 32
Item | Item
EMERGENCY GENERATOR SET
Take | [24 empty] | Take
Supply | [22 empty] | down |  | down |  |  | Fix
Emergency generator installation comprising diesel engine, alternator, electrical | [16 empty] | and | [5 empty] | and |  | and set |  |  | only
starting system, cooling system, fresh air supply/ exhaust air system, exhaust air | [16 empty] | fix | [5 empty] | clear |  | aside for
ductwork, exhaust pipework with cladding and thermal insulation (each within | [16 empty] | away | [7 empty] | re-use
10m), intake/ discharge silencers, protection device and all necessary accessories : -
A | [22 empty] | B |  | C |  |  | D
Per item |  |  | $ | [19 empty] | $ |  | $ |  |  | $
32001 | Not exceeding 100 kVA ......................................................................................................................................................... | [17 empty] | 25,261.10 2,324.27 2,574.21 | [7 empty] | 6,955.21 |  |  | 32001
(The actual rate should be : $252,611.00 for Item 32001A)
32002 | 100 - 150 kVA......................................................................................................................................................................... | [17 empty] | 29,471.28 2,663.10 2,904.24 | [7 empty] | 8,530.53 |  |  | 32002
(The actual rate should be : $294,712.80 for Item 32002A)
32003 | 150 - 200 kVA......................................................................................................................................................................... | [17 empty] | 33,681.46 2,832.07 3,068.81 | [7 empty] | 9,682.55 |  |  | 32003
(The actual rate should be : $336,814.60 for Item 32003A)
32004 | 200 - 250 kVA......................................................................................................................................................................... | [17 empty] | 37,891.65 3,124.25 3,359.24 10,951.61 | [10 empty] | 32004
(The actual rate should be : $378,916.50 for Item 32004A)
32005 | 250 - 300 kVA......................................................................................................................................................................... | [17 empty] | 46,312.01 3,177.06 3,407.64 11,346.76 | [10 empty] | 32005
(The actual rate should be : $463,120.10 for Item 32005A)
32006 | 300 - 350 kVA......................................................................................................................................................................... | [17 empty] | 53,048.30 3,338.11 3,615.34 12,705.59 | [10 empty] | 32006
(The actual rate should be : $530,483.00 for Item 32006A)
32007 | 350 - 400 kVA......................................................................................................................................................................... | [17 empty] | 58,942.56 3,338.11 3,615.34 12,705.59 | [10 empty] | 32007
(The actual rate should be : $589,425.60 for Item 32007A)
32008 | 400 - 450 kVA......................................................................................................................................................................... | [17 empty] | 71,573.11 3,485.08 3,765.83 13,837.36 | [10 empty] | 32008
(The actual rate should be : $715,731.10 for Item 32008A)
32009 | 450 - 500 kVA......................................................................................................................................................................... | [17 empty] | 75,783.29 3,485.08 3,765.83 13,837.36 | [10 empty] | 32009
(The actual rate should be : $757,832.90 for Item 32009A)
32010 | 500 - 550 kVA......................................................................................................................................................................... | [17 empty] | 84,203.66 3,821.27 4,149.55 16,166.92 | [10 empty] | 32010
(The actual rate should be : $842,036.60 for Item 32010A)
32011 | 550 - 600 kVA......................................................................................................................................................................... | [17 empty] | 92,624.02 3,821.27 4,149.55 16,166.92 | [10 empty] | 32011
(The actual rate should be : $926,240.20 for Item 32011A)
32/6
32 | EMERGENCY GENERATOR INSTALLATION | [16 empty] | 32
Item | Item
EMERGENCY GENERATOR SET (CONT'D)
Take | [24 empty] | Take
Supply | [22 empty] | down |  | down |  | Fix
Emergency generator installation (remote radiator type) comprises with diesel engine, alternator, | [17 empty] | and |  |  |  |  | and |  | and set |  | only
electrical starting system, cooling system (excluding remote radiator), fresh air supply/ exhaust | [17 empty] | fix |  |  |  |  | clear |  | aside for
air system, exhaust air ductwork, exhaust pipework with cladding and thermal insulation | [17 empty] | away | [6 empty] | re-use
(each within 10m), intake/ discharge silencers, protection device and all necessary accessories : -
A | [22 empty] | B |  | C |  | D
Per item |  |  | $ | [19 empty] | $ |  | $ |  | $
32012 | for generator set n.e. 100 kVA ............................................................................................................................................... | [17 empty] | 50,522.19 2,324.27 2,574.21 | [7 empty] | 6,955.21 |  |  | 32012
32013 | for generator set 100 - 150 kVA............................................................................................................................................. | [17 empty] | 51,925.59 2,663.10 2,904.24 | [7 empty] | 8,530.53 |  |  | 32013
32014 | for generator set 150 - 200 kVA............................................................................................................................................. | [17 empty] | 53,328.98 2,832.08 3,068.81 | [7 empty] | 9,682.55 |  |  | 32014
32015 | for generator set 200 - 250 kVA............................................................................................................................................. | [17 empty] | 54,732.38 3,124.25 3,359.23 10,951.62 | [10 empty] | 32015
32016 | for generator set 250 - 300 kVA............................................................................................................................................. | [17 empty] | 57,138.20 3,177.06 3,407.64 11,346.76 | [10 empty] | 32016
32017 | for generator set 300 - 350 kVA............................................................................................................................................. | [17 empty] | 59,544.02 3,338.11 3,615.34 12,705.59 | [10 empty] | 32017
32018 | for generator set 350 - 400 kVA............................................................................................................................................. | [17 empty] | 61,949.83 3,338.11 3,615.34 12,705.59 | [10 empty] | 32018
32019 | for generator set 400 - 450 kVA............................................................................................................................................. | [17 empty] | 64,355.65 3,485.08 3,765.84 13,837.36 | [10 empty] | 32019
32020 | for generator set 450 - 500 kVA............................................................................................................................................. | [17 empty] | 66,761.47 3,485.08 3,765.84 13,837.36 | [10 empty] | 32020
32021 | for generator set 500 - 550 kVA............................................................................................................................................. | [17 empty] | 69,167.29 3,821.27 4,149.54 16,166.92 | [10 empty] | 32021
32022 | for generator set 550 - 600 kVA............................................................................................................................................. | [17 empty] | 71,573.11 3,821.27 4,149.54 16,166.92 | [10 empty] | 32022
Remote radiator for emergency generator set c/w remote radiator system, cooling system and
pipework, fresh air supply/ exhaust air system, exhaust air ductwork, intake/ discharge silencers,
protection device, all cabling and wiring works and all necessary accessories : -
Per item
32023 | for generator set n.e. 100 kVA ............................................................................................................................................... | [17 empty] | 58,942.56 2,324.27 2,574.21 | [7 empty] | 6,955.21 |  |  | 32023
32024 | for generator set 100 - 150 kVA............................................................................................................................................. | [17 empty] | 60,345.95 2,663.10 2,904.24 | [7 empty] | 8,530.53 |  |  | 32024
32025 | for generator set 150 - 200 kVA............................................................................................................................................. | [17 empty] | 61,749.35 2,832.08 3,068.81 | [7 empty] | 9,682.55 |  |  | 32025
32026 | for generator set 200 - 250 kVA............................................................................................................................................. | [17 empty] | 63,152.74 3,124.25 3,359.23 10,951.62 | [10 empty] | 32026
32027 | for generator set 250 - 300 kVA............................................................................................................................................. | [17 empty] | 65,558.56 3,177.06 3,407.64 11,346.76 | [10 empty] | 32027
32028 | for generator set 300 - 350 kVA............................................................................................................................................. | [17 empty] | 67,964.38 3,338.11 3,615.34 12,705.59 | [10 empty] | 32028
32029 | for generator set 350 - 400 kVA............................................................................................................................................. | [17 empty] | 70,370.20 3,338.11 3,615.34 12,705.59 | [10 empty] | 32029
32030 | for generator set 400 - 450 kVA............................................................................................................................................. | [17 empty] | 72,776.02 3,485.08 3,765.84 13,837.36 | [10 empty] | 32030
32031 | for generator set 450 - 500 kVA............................................................................................................................................. | [17 empty] | 75,181.84 3,485.08 3,765.84 13,837.36 | [10 empty] | 32031
32032 | for generator set 500 - 550 kVA............................................................................................................................................. | [17 empty] | 77,587.66 3,821.27 4,149.54 16,166.92 | [10 empty] | 32032
32033 | for generator set 550 - 600 kVA............................................................................................................................................. | [17 empty] | 79,993.48 3,821.27 4,149.54 16,166.92 | [10 empty] | 32033
32/7
32 | EMERGENCY GENERATOR INSTALLATION | [16 empty] | 32
Item | Item
EMERGENCY GENERATOR SET (CONT'D) | [14 empty] | Take | [9 empty] | Take
Supply | [22 empty] | down |  | down |  | Fix
and | [22 empty] | and |  | and set |  | only
Exhaust pipework c/w cladding, thermal insulation and necessary accessories : - | [16 empty] | fix | [5 empty] | clear |  | aside for
away | [24 empty] | re-use
A | [22 empty] | B |  | C |  | D
Per linear metre |  |  |  |  | $ | [17 empty] | $ |  | $ |  | $
32034 | for generator set n.e. 100 kVA ............................................................................................................................................... | [17 empty] | 2,736.62 |  |  |  | 74.80 |  |  | 88.01 | 337.07 |  |  | 32034
32035 | for generator set 100 - 150 kVA............................................................................................................................................. | [17 empty] | 2,947.13 |  |  |  | 74.80 |  |  | 88.01 | 337.07 |  |  | 32035
32036 | for generator set 150 - 200 kVA............................................................................................................................................. | [17 empty] | 3,157.64 |  |  |  | 91.53 |  |  | 101.21 | 381.08 |  |  | 32036
32037 | for generator set 200 - 250 kVA............................................................................................................................................. | [17 empty] | 3,368.15 |  |  |  | 91.53 |  |  | 113.53 | 417.16 |  |  | 32037
32038 | for generator set 250 - 300 kVA............................................................................................................................................. | [17 empty] | 3,713.98 |  |  |  | 95.05 |  |  | 116.17 | 427.71 |  |  | 32038
32039 | for generator set 300 - 350 kVA............................................................................................................................................. | [17 empty] | 4,059.82 |  |  |  | 117.05 |  |  | 136.41 | 504.28 |  |  | 32039
32040 | for generator set 350 - 400 kVA............................................................................................................................................. | [17 empty] | 4,405.66 |  |  |  | 120.58 |  |  | 140.81 | 541.25 |  |  | 32040
32041 | for generator set 400 - 450 kVA............................................................................................................................................. | [17 empty] | 4,751.49 |  |  |  | 129.36 |  |  | 164.58 | 581.74 |  |  | 32041
32042 | for generator set 450 - 500 kVA............................................................................................................................................. | [17 empty] | 5,097.33 |  |  |  | 159.30 |  |  | 188.33 | 682.94 |  |  | 32042
32043 | for generator set 500 - 550 kVA............................................................................................................................................. | [17 empty] | 5,443.17 |  |  |  | 179.53 |  |  | 211.24 | 765.66 |  |  | 32043
32044 | for generator set 550 - 600 kVA............................................................................................................................................. | [17 empty] | 5,789.00 |  |  |  | 199.79 |  |  | 227.95 | 852.79 |  |  | 32044
Fuel oil supply system including daily services fuel tank c/w socket connections
for filling, overflow, outlet, drain, return and vent including all necessary fittings, union
couplings, strainer, valve and the like, content gauge unit, oil drip tray and all
necessary accessories : -
Per item
32045 | for generator set n.e. 100 kVA ............................................................................................................................................... | [17 empty] | 50,522.19 |  |  |  | 631.02 |  |  | 689.10 | 1,563.01 |  |  | 32045
32046 | for generator set 100 - 150 kVA............................................................................................................................................. | [17 empty] | 53,584.15 |  |  |  | 780.64 |  |  | 847.51 | 1,950.24 |  |  | 32046
32047 | for generator set 150 - 200 kVA............................................................................................................................................. | [17 empty] | 56,646.10 |  |  |  | 824.62 |  |  | 908.23 | 2,017.12 |  |  | 32047
32048 | for generator set 200 - 250 kVA............................................................................................................................................. | [17 empty] | 59,708.05 |  |  |  | 886.24 |  |  | 975.13 | 2,172.02 |  |  | 32048
32049 | for generator set 250 - 300 kVA............................................................................................................................................. | [17 empty] | 62,770.00 |  |  |  | 935.52 1,014.73 |  |  |  | 2,326.91 |  |  | 32049
32050 | for generator set 300 - 350 kVA............................................................................................................................................. | [17 empty] | 65,831.95 1,093.91 1,173.13 | [7 empty] | 2,756.38 |  |  | 32050
32051 | for generator set 350 - 400 kVA............................................................................................................................................. | [17 empty] | 68,893.90 1,134.41 1,284.90 | [7 empty] | 3,042.42 |  |  | 32051
32052 | for generator set 400 - 450 kVA............................................................................................................................................. | [17 empty] | 71,955.85 1,258.50 1,332.43 | [7 empty] | 3,223.70 |  |  | 32052
32053 | for generator set 450 - 500 kVA............................................................................................................................................. | [17 empty] | 75,017.80 1,318.35 1,382.60 | [7 empty] | 3,595.08 |  |  | 32053
32054 | for generator set 500 - 550 kVA............................................................................................................................................. | [17 empty] | 78,079.76 1,412.51 1,489.96 | [7 empty] | 3,749.99 |  |  | 32054
32055 | for generator set 550 - 600 kVA............................................................................................................................................. | [17 empty] | 81,141.71 1,623.73 1,807.66 | [7 empty] | 4,218.18 |  |  | 32055
32/8
32 | EMERGENCY GENERATOR INSTALLATION | [16 empty] | 32
Item | Item
EMERGENCY GENERATOR SET (CONT'D) | [14 empty] | Take | [9 empty] | Take
Supply | [22 empty] | down |  | down |  | Fix
and | [22 empty] | and |  | and set |  | only
Topping up of fuel oil tanks with fuel of 0.005% sulphur content and of capacity : - | [17 empty] | fix |  |  |  |  | clear |  | aside for
away | [24 empty] | re-use
A | [22 empty] | B |  | C |  | D
Per item |  |  | $ | [19 empty] | $ |  | $ |  | $
32056 | Not exceeding 300 litres ........................................................................................................................................................ | [17 empty] | 3,789.15 |  |  |  | - |  |  | - | - |  |  | 32056
32057 | 300 - 400 litres........................................................................................................................................................................ | [17 empty] | 5,052.22 |  |  |  | - |  |  | - | - |  |  | 32057
32058 | 400 - 500 litres........................................................................................................................................................................ | [17 empty] | 6,315.26 |  |  |  | - |  |  | - | - |  |  | 32058
32059 | 500 - 600 litres........................................................................................................................................................................ | [17 empty] | 7,578.33 |  |  |  | - |  |  | - | - |  |  | 32059
32060 | 600 - 700 litres........................................................................................................................................................................ | [17 empty] | 8,841.37 |  |  |  | - |  |  | - | - |  |  | 32060
32061 | 700 - 800 litres........................................................................................................................................................................ | [17 empty] | 10,104.44 |  |  |  | - |  |  | - | - |  |  | 32061
32062 | 800 - 900 litres........................................................................................................................................................................ | [17 empty] | 11,367.48 |  |  |  | - |  |  | - | - |  |  | 32062
32063 | 900 -1000 litres....................................................................................................................................................................... | [17 empty] | 12,630.55 |  |  |  | - |  |  | - | - |  |  | 32063
32064 | Add to last item for each additional 100 litres or part thereof............................................................................................... | [17 empty] | 1,263.04 |  |  |  | - |  |  | - | - |  |  | 32064
Lifting hoist c/w geared trolley and all necessary accessories : -
Per item
32065 | for generator set n.e. 100 kVA ............................................................................................................................................... | [17 empty] | 18,462.30 |  |  |  | 725.18 |  |  | 807.02 | 2,479.15 |  |  | 32065
32066 | for generator set 100 - 150 kVA............................................................................................................................................. | [17 empty] | 22,476.09 |  |  |  | 863.34 |  |  | 961.03 | 3,013.37 |  |  | 32066
32067 | for generator set 150 - 200 kVA............................................................................................................................................. | [17 empty] | 23,267.53 |  |  |  | 863.34 |  |  | 961.03 | 3,013.37 |  |  | 32067
32068 | for generator set 200 - 250 kVA............................................................................................................................................. | [17 empty] | 24,640.20 |  |  |  | 946.08 1,056.97 |  |  |  | 3,336.35 |  |  | 32068
32069 | for generator set 250 - 300 kVA............................................................................................................................................. | [17 empty] | 25,928.62 1,002.41 1,112.42 | [7 empty] | 3,530.85 |  |  | 32069
32070 | for generator set 300 - 350 kVA............................................................................................................................................. | [17 empty] | 29,846.86 1,161.70 1,290.19 | [7 empty] | 4,093.21 |  |  | 32070
32071 | for generator set 350 - 400 kVA............................................................................................................................................. | [17 empty] | 32,228.37 1,196.89 1,312.20 | [7 empty] | 4,174.17 |  |  | 32071
32072 | for generator set 400 - 450 kVA............................................................................................................................................. | [17 empty] | 34,244.34 1,232.99 1,341.23 | [7 empty] | 4,336.99 |  |  | 32072
32073 | for generator set 450 - 500 kVA............................................................................................................................................. | [17 empty] | 36,660.86 1,272.58 1,387.88 | [7 empty] | 4,516.53 |  |  | 32073
32074 | for generator set 500 - 550 kVA............................................................................................................................................. | [17 empty] | 38,829.96 1,314.83 1,439.79 | [7 empty] | 4,684.63 |  |  | 32074
32075 | for generator set 550 - 600 kVA............................................................................................................................................. | [17 empty] | 41,809.14 1,384.35 1,496.12 | [7 empty] | 4,923.99 |  |  | 32075
32/9
32 | EMERGENCY GENERATOR INSTALLATION | [16 empty] | 32
Item | Item
EMERGENCY GENERATOR SET (CONT'D) | [14 empty] | Take | [9 empty] | Take
Supply | [22 empty] | down |  | down |  | Fix
and | [22 empty] | and |  | and set |  | only
Acoustic treatment installation to the whole emergency generator set; all as necessary | [17 empty] | fix |  |  |  |  | clear |  | aside for
to achieve the specified noise levels : - | [9 empty] | away | [14 empty] | re-use
A | [22 empty] | B |  | C |  | D
Per item |  |  | $ | [19 empty] | $ |  | $ |  | $
32076 | for generator set n.e. 100 kVA ............................................................................................................................................... | [17 empty] | 61,299.81 3,371.56 3,468.36 11,633.67 | [10 empty] | 32076
32077 | for generator set 100 - 150 kVA............................................................................................................................................. | [17 empty] | 67,164.43 3,626.78 3,727.98 12,649.26 | [10 empty] | 32077
32078 | for generator set 150 - 200 kVA............................................................................................................................................. | [17 empty] | 71,109.93 3,829.19 3,945.36 13,355.96 | [10 empty] | 32078
32079 | for generator set 200 - 250 kVA............................................................................................................................................. | [17 empty] | 76,056.44 4,072.09 4,193.53 14,304.68 | [10 empty] | 32079
32080 | for generator set 250 - 300 kVA............................................................................................................................................. | [17 empty] | 81,849.95 4,335.23 4,460.20 15,341.41 | [10 empty] | 32080
32081 | for generator set 300 - 350 kVA............................................................................................................................................. | [17 empty] | 86,400.45 4,593.98 4,724.23 16,332.36 | [10 empty] | 32081
32082 | for generator set 350 - 400 kVA............................................................................................................................................. | [17 empty] | 91,247.51 4,852.72 4,997.04 17,306.61 | [10 empty] | 32082
32083 | for generator set 400 - 450 kVA............................................................................................................................................. | [17 empty] | 95,301.25 5,109.69 5,248.76 18,266.77 | [10 empty] | 32083
32084 | for generator set 450 - 500 kVA............................................................................................................................................. | [17 empty] | 10,195.10 5,364.04 5,503.97 19,267.39 | [10 empty] | 32084
(The actual rate should be : $101,951.00 for Item 32084A)
32085 | for generator set 500 - 550 kVA............................................................................................................................................. | [17 empty] | 10,616.67 5,641.25 5,789.99 20,260.13 | [10 empty] | 32085
(The actual rate should be : $106,166.70 for Item 32085A)
32086 | for generator set 550 - 600 kVA............................................................................................................................................. | [17 empty] | 11,295.38 5,924.63 6,076.02 21,213.25 | [10 empty] | 32086
(The actual rate should be : $112,953.80 for Item 32086A)
Electrical installation c/w all cabling and wiring works including sensor cables,
motor starters, conduits and trunking from switches to the equipment, earthing
system and all necessary accessories : -
Per item
32087 | for generator set n.e. 100 kVA ............................................................................................................................................... | [17 empty] | 38,715.49 1,614.93 1,760.14 | [7 empty] | 5,184.50 |  |  | 32087
32088 | for generator set 100 - 150 kVA............................................................................................................................................. | [17 empty] | 41,268.69 1,631.66 1,775.98 | [7 empty] | 5,518.94 |  |  | 32088
32089 | for generator set 150 - 200 kVA............................................................................................................................................. | [17 empty] | 43,134.84 1,686.23 1,829.67 | [7 empty] | 5,731.03 |  |  | 32089
32090 | for generator set 200 - 250 kVA............................................................................................................................................. | [17 empty] | 45,000.99 1,740.79 1,883.37 | [7 empty] | 5,943.12 |  |  | 32090
32091 | for generator set 250 - 300 kVA............................................................................................................................................. | [17 empty] | 46,391.82 1,757.50 1,898.31 | [7 empty] | 6,128.82 |  |  | 32091
32092 | for generator set 300 - 350 kVA............................................................................................................................................. | [17 empty] | 48,563.82 1,792.71 1,934.41 | [7 empty] | 6,387.55 |  |  | 32092
32093 | for generator set 350 - 400 kVA............................................................................................................................................. | [17 empty] | 50,149.53 1,830.55 1,972.23 | [7 empty] | 6,558.29 |  |  | 32093
32094 | for generator set 400 - 450 kVA............................................................................................................................................. | [17 empty] | 52,712.33 1,863.10 2,004.80 | [7 empty] | 6,678.86 |  |  | 32094
32095 | for generator set 450 - 500 kVA............................................................................................................................................. | [17 empty] | 54,484.01 1,900.08 2,041.76 | [7 empty] | 6,861.05 |  |  | 32095
32096 | for generator set 500 - 550 kVA............................................................................................................................................. | [17 empty] | 55,406.48 1,933.51 2,070.81 | [7 empty] | 6,994.81 |  |  | 32096
32097 | for generator set 550 - 600 kVA............................................................................................................................................. | [17 empty] | 56,999.08 1,966.97 2,104.25 | [7 empty] | 7,117.14 |  |  | 32097
32/10
32 | EMERGENCY GENERATOR INSTALLATION | [16 empty] | 32
Item | Item
EMERGENCY GENERATOR SET (CONT'D)
Take | [24 empty] | Take
Supply | [22 empty] | down |  | down |  | Fix
Control cubicle c/w switchgear, wiring, contactors, starters, relays, meters, air circuit | [17 empty] | and |  |  |  |  | and |  | and set |  | only
breaker, switches, battery charger, push buttons, cable terminal box, safety and | [16 empty] | fix | [5 empty] | clear |  | aside for
protection devices, timers, control equipment, indicator lights, alarm, rubber mats | [16 empty] | away | [7 empty] | re-use
and all necessary accessories : -
A | [22 empty] | B |  | C |  | D
Per item |  |  | $ | [19 empty] | $ |  | $ |  | $
32098 | for generator set n.e. 100 kVA ............................................................................................................................................... | [17 empty] | 53,638.05 1,035.86 1,132.64 | [7 empty] | 3,441.96 |  |  | 32098
32099 | for generator set 100 - 150 kVA............................................................................................................................................. | [17 empty] | 56,626.69 1,172.24 1,218.02 | [7 empty] | 3,975.29 |  |  | 32099
32100 | for generator set 150 - 200 kVA............................................................................................................................................. | [17 empty] | 71,594.17 1,242.66 1,346.51 | [7 empty] | 4,375.72 |  |  | 32100
32101 | for generator set 200 - 250 kVA............................................................................................................................................. | [17 empty] | 86,561.65 1,313.07 1,474.99 | [7 empty] | 4,776.15 |  |  | 32101
32102 | for generator set 250 - 300 kVA............................................................................................................................................. | [17 empty] | 88,798.64 1,344.75 1,504.92 | [7 empty] | 4,852.72 |  |  | 32102
32103 | for generator set 300 - 350 kVA............................................................................................................................................. | [17 empty] | 11,009.08 1,451.23 1,580.61 | [7 empty] | 5,316.51 |  |  | 32103
(The actual rate should be : $110,090.80 for Item 32103A)
32104 | for generator set 350 - 400 kVA............................................................................................................................................. | [17 empty] | 11,270.99 1,480.28 1,607.02 | [7 empty] | 5,393.96 |  |  | 32104
(The actual rate should be : $112,709.90 for Item 32104A)
32105 | for generator set 400 - 450 kVA............................................................................................................................................. | [17 empty] | 12,685.02 1,589.40 1,719.66 | [7 empty] | 5,753.03 |  |  | 32105
(The actual rate should be : $126,850.20 for Item 32105A)
32106 | for generator set 450 - 500 kVA............................................................................................................................................. | [17 empty] | 12,947.92 1,615.81 1,744.29 | [7 empty] | 5,826.95 |  |  | 32106
(The actual rate should be : $129,479.20 for Item 32106A)
32107 | for generator set 500 - 550 kVA............................................................................................................................................. | [17 empty] | 14,143.79 1,681.82 1,804.14 | [7 empty] | 6,207.15 |  |  | 32107
(The actual rate should be : $141,437.90 for Item 32107A)
32108 | for generator set 550 - 600 kVA............................................................................................................................................. | [17 empty] | 14,399.47 1,704.69 1,826.14 | [7 empty] | 6,280.18 |  |  | 32108
(The actual rate should be : $143,994.70 for Item 32108A)
32/11
Section 33
BURGLAR ALARM AND SECURITY
33 | BURGLAR ALARM AND SECURITY | [15 empty] | 33
SECTION 33
BURGLAR ALARM AND SECURITY
SPECIAL CONDITIONS
Measurement |  |  | SC33.01 | [6 empty] | All works of electrical power supply up to power supply points (e.g. switchgear or isolator
of power |  |  | or spur unit and the like) for the equipment shall be measured separately and paid for at
supply | the appropriate rates under Section 27 - Lighting System and Fixtures, Section 28 - Small
Power Distribution, Section 29 - Main Distribution Systems and Section 30 -
Miscellaneous Electrical Installations or other applicable Work Sections of this Schedule.
Measurement |  |  | SC33.02 | [6 empty] | The interconnecting cables and the cable containment for the control panel connecting to
of security |  |  | external equipment or existing panel shall be measured separately.
alarm control
panel
Measurement |  |  | SC33.03 | [6 empty] | Cables for the equipment, control panels, push buttons, door contacts, etc. have been
of coaxial |  |  | allowed in the rates under this Section. No measurement shall be made for cables except
cables and |  |  | for coaxial cables and shield cables where specifically ordered by the Maintenance
shield cables |  |  | Surveyor in writing.
Coaxial cables and shield cables shall be measured the net length as fixed in linear metres.
Measurement |  |  | SC33.04 | [6 empty] | Where a temporary supply is ordered by the Maintenance Surveyor, the provision of all
of temporary |  |  | articles, labour and accessory materials (nails, screws, rawplugs and similar) necessary for
supply | fixing shall be of temporary nature. For "use and waste" of all materials, such as cables,
fittings and accessories, etc., for a period of not exceeding four weeks from the date of
certified completion, 50 per cent of the value of the appropriate "supply and fix" items after
the adjustment of contract percentages will be paid. For a period exceeding four weeks
and not exceeding eight weeks, 55 per cent will be paid and for each subsequent month a
further addition of 5 per cent will be made.
For a period of more than six months, the full rates, as for permanent works will be paid,
and the materials will become the property of the Employer.
No extra payment will be made for the removal of materials in connection with the
temporary supply, but the cost of which shall have been included in the payment as
aforementioned in the first paragraph hereof. The date of certified completion of a
temporary supply shall be the date when the installation is first brought into service. The
date when it ceases to be used shall be the date from which the Maintenance Surveyor
instructs the dismantlement of the installation, or the date when the installation is no longer
in use, whichever is earlier.
33/1
33 | BURGLAR ALARM AND SECURITY | [15 empty] | 33
SPECIAL CONDITIONS
Rates generally |  |  | SC33.05 | [6 empty] | The rates for all items shall generally include for : -
(a) | [11 empty] | Colour band and colour identification work.
(b) | [11 empty] | Lettering and engraving for identification, signs, labels in both English and
Chinese.
(c) | [11 empty] | Identification plates, signs, notice plates, discs and labels in both English and
Chinese.
(d) | [11 empty] | Priming or painting off site and proprietary finishes or surface treatment applied as
part of the production process whether applied before or after fabrication and
assembly.
(e) | [11 empty] | All protective and finishing painting work, apart from additional painting work
specifically ordered by the Maintenance Surveyor in writing which shall be
measured separately and paid for at the appropriate rates under Section 15 -
Painting of this Schedule.
(f) | [11 empty] | Any kind of fixing method including drilling of the background and provision of all
fixings, nails, bolts, nuts, washers, holes, screws, plugs, shotfired pins and the like.
(g) | [11 empty] | Assembling and jointing together with the component parts of composite units and
providing any necessary jointing materials.
(h) | [11 empty] | All brackets and methods of supports.
(i) | [11 empty] | Provision of expansion joints in service runs wherever they coincide with
structural expansion joints.
(j) | [11 empty] | Submission of catalogues, technical literature, data, calculations, test certificates
and approval documentation covering the equipment and materials being supplied.
(k) | [11 empty] | Preparing and submitting detail working drawings as required and all shop
drawings for the fabrication and installation.
(l) | [11 empty] | Attendance, as required, of the manufacturers' representative to assist in the
installation and subsequent testing and commissioning.
(m) | [11 empty] | Testing and commissioning including submission of Testing and Commissioning
Certificates and Records of Tests.
(n) | [11 empty] | Provision of all necessary power, labour and testing instrument of approved type
for testing and commissioning.
(o) | [11 empty] | Preparing and submitting operation and maintenance manuals and as-fitted
drawings for items of works as required.
(p) | [11 empty] | Provision of schematic diagrams covered front and back with plastic sheet
including fixing to wall.
(q) | [11 empty] | Provision of manufacturer's guarantee.
33/2
33 | BURGLAR ALARM AND SECURITY | [15 empty] | 33
SPECIAL CONDITIONS
Rates for |  |  | SC33.06 | [6 empty] | The rates for equipment shall further include for : -
equipment
(a) | [11 empty] | Interfacing, connecting, interconnecting cables, jointing and making all bus bar,
cable, conduit, trunking and cable tray connections and the like and provision of
all associated components.
(b) | [11 empty] | Provision of all components forming part of the equipment including batteries and
chargers with all supply and interconnecting wiring and the like and provision of
software including back-up copies (if required).
(c) | [11 empty] | All necessary sensors, instruments, devices and the like including appropriate
connections thereto.
(d) | [11 empty] | Cables, conduits including flexible conduits and adaptors, trunkings, trays,
ladders, outlet boxes, junction boxes, universal boxes including special boxes, all
fixings, bending, cutting, screwing and jointing.
(e) | [11 empty] | Earth/ equipotential bonding.
Rates for push |  |  | SC33.07 | [6 empty] | The rates for push buttons, door contacts, window contacts, detectors, tamper switches,
buttons, door |  |  | alarm sirens, kick bars and keyswitches shall further include for cables, conduits, trunkings
contacts, etc. |  |  | and all necessary accessories including provision of all associated fixing components for
connection to the security alarm control panel.
Rates for |  |  | SC33.08 | [6 empty] | Control panel shall be measured on the basis of complete unit monitoring and controlling
control panels |  |  | the number of zones as specified. The rates for control panels shall further include for all
necessary relays, alarms, indicating lamps, buzzers, zone isolation switches, test key
switches, internal wiring and all necessary accessories. The cables and cable containment
between the equipment and the control/ indicating panel and/ or for connection to existing
control/ indicating panel shall be measured separately and paid for at appropriate rates
under this Section and Sections 27 to 30.
Rates for |  |  | SC33.09 | [6 empty] | The rates for coaxial cables and shield cables shall further include for : -
coaxial cables
and shield |  |  | (a) | [8 empty] | Laying or fixing in different locations, such as drawing into underground pipe
cables | ducts, laying or drawing into trunkings, drawing into conduits, suspending from
insulators or catenaries, wrapping around equipment.
(b) | [11 empty] | In case of cables drawn into existing conduits, existing ducts or existing trunkings,
removing and putting back existing covers, existing inspection lids and the like.
(c) | [11 empty] | Making cable-joints.
(d) | [11 empty] | All necessary fixings complete with accessories and fittings as required.
(e) | [11 empty] | Provision of all sleeves for casting in or building in where cables pass through
slabs, walls or beams and caulking between cable and sleeve where required.
33/3
33 | BURGLAR ALARM AND SECURITY | [15 empty] | 33
SPECIAL CONDITIONS
Rates for "Take |  |  | SC33.10 | [6 empty] | The rates for "Take down and clear away" or " Take down and set aside for re-use"
down and clear |  |  | existing items in connection with burglar alarm and security installation shall further include
away" or "Take |  |  |  | for : -
down and set aside
for re-use" |  |  | (a) | [8 empty] | Taking down all associated building services works.
(b) | [11 empty] | Plugging off remaining ends with plugs or caps as required.
(c) | [11 empty] | Preparing remaining ends of building services works to receive connections
with new work if required.
(d) | [11 empty] | Making good all works disturbed.
Particular |  |  | SC33.11 | [6 empty] | The Particular Specification for burglar alarm and security installation can be found in the
Specification |  |  | Contract.
33/4
33 | BURGLAR ALARM AND SECURITY | [15 empty] | 33
Item | Item
CENTRAL CONTROL STATION EQUIPMENT | [14 empty] | Take | [9 empty] | Take
Supply | [22 empty] | down |  | down |  | Fix
and | [22 empty] | and |  | and set |  | only
Equipment/ components c/w all necessary accessories : - | [14 empty] | fix | [7 empty] | clear |  | aside for
away | [24 empty] | re-use
A | [22 empty] | B |  | C |  | D
Per set |  |  | $ | [19 empty] | $ |  | $ |  | $
33001 | Security system computer designed for multi-user, multi-tasking point monitoring and
control c/w CPU and mother board, disk drives/ streamer/ DVD writer drive, interface
connection parts, keyboard, I/O card, mouse, cables, standard application software,
software programmes for burglar alarm and security installation with unlimited usage
licences.................................................................................................................................................................................... | [18 empty] | 12,630.55 |  |  |  | 56.33 |  |  | 71.28 | 381.95 |  |  | 33001
33002 | Standby computer c/w CPU and mother board, disk drives/ streamer/ DVD writer
drive, interface connection ports, keyboard, I/O card, mouse, cables, standard
application software................................................................................................................................................................ | [18 empty] | 12,630.55 |  |  |  | 56.33 |  |  | 71.28 | 327.38 |  |  | 33002
33003 | Uninterrupted power supply for the operation of the security computer and terminal, and
matrix switcher of the Closed Circuit Television System, for a minimum of 10 Ah c/w
changeover switch, isolation switches, static bypass, manual bypass, microprocessor
managed mimic and control panel, LCD display and keyboard ........................................................................................... | [18 empty] | 5,052.22 |  |  |  | 25.53 |  |  | 26.40 | 107.38 |  |  | 33003
Each
33004 | Video display units, flat square type, active screen size 380 mm minimum diagonally
measured, super high resolution colour monitor, 1024 x 768 pixels resolutions
multiscanning with tilt/ swivel base c/w add-on anti-glare high quality circular polarizer
screen filter ............................................................................................................................................................................. | [18 empty] | 1,560.05 |  |  |  | 9.69 |  |  | 11.43 | 26.40 |  |  | 33004
33005 | LCD video display unit, active screen size 350mm diagonally measured, colour display,
minimum of 1024 x 768 pixels resolutions with tilt/ swivel base......................................................................................... | [18 empty] | 1,676.38 |  |  |  | 9.69 |  |  | 11.43 | 26.40 |  |  | 33005
33006 | Ditto active screen size 380 mm............................................................................................................................................. | [17 empty] | 1,753.48 |  |  |  | 9.69 |  |  | 11.43 | 26.40 |  |  | 33006
33007 | Ditto active screen size 430 mm............................................................................................................................................. | [17 empty] | 2,083.40 |  |  |  | 9.69 |  |  | 11.43 | 26.40 |  |  | 33007
33008 | Ditto active screen size 480 mm............................................................................................................................................. | [17 empty] | 2,348.75 |  |  |  | 9.69 |  |  | 11.43 | 26.40 |  |  | 33008
33009 | Report printer, dry-type laser type, monochrome, random access memory, paper tray ........................................................ | [17 empty] | 1,668.34 |  |  |  | 9.69 |  |  | 11.43 | 58.96 |  |  | 33009
33010 | Event printer, ink jet type........................................................................................................................................................ | [17 empty] | 823.33 |  |  |  | 9.69 |  |  | 11.43 | 58.96 |  |  | 33010
33011 | Intelligent local control units, microprocessor based controller, housed in tamper-proof
housing c/w tampering switches, control programme, backup battery, database file and
connector plugs and all necessary accessories....................................................................................................................... | [18 empty] | 2,545.13 |  |  |  | 25.53 |  |  | 30.80 | 109.12 |  |  | 33011
33/5
33 | BURGLAR ALARM AND SECURITY | [15 empty] | 33
Item | Item
CENTRAL CONTROL STATION EQUIPMENT (CONT'D) | [16 empty] | Take | [7 empty] | Take
Supply | [22 empty] | down |  | down |  | Fix
and | [22 empty] | and |  | and set |  | only
Alarm/ security control panel, stainless steel type c/w battery and chargers, ammeter, | [17 empty] | fix |  |  |  |  | clear |  | aside for
control components and all other necessary accessories : - | [14 empty] | away | [9 empty] | re-use
A | [22 empty] | B |  | C |  | D
Each |  |  | $ | [19 empty] | $ |  | $ |  | $
33012 | Panel of 4 zones or less........................................................................................................................................................... | [17 empty] | 3,447.92 |  |  |  | 76.56 |  |  | 80.97 | 306.28 |  |  | 33012
33013 | Panel of 5 - 8 zones................................................................................................................................................................. | [17 empty] | 4,790.54 |  |  |  | 81.84 |  |  | 86.25 | 323.00 |  |  | 33013
33014 | Panel of 9 - 12 zones............................................................................................................................................................... | [17 empty] | 6,074.97 |  |  |  | 87.13 |  |  | 91.53 | 338.83 |  |  | 33014
33015 | Panel of 13 - 18 zones............................................................................................................................................................. | [17 empty] | 7,264.79 |  |  |  | 92.43 |  |  | 95.93 | 354.67 |  |  | 33015
33016 | Panel of 19 - 24 zones............................................................................................................................................................. | [17 empty] | 8,364.32 |  |  |  | 97.68 |  |  | 101.21 | 365.22 |  |  | 33016
Standby battery set : -
33017 | Standby battery set.................................................................................................................................................................. | [17 empty] | 1,481.60 |  |  |  | 25.53 |  |  | 26.40 | 51.92 |  |  | 33017
Sundries : -
33018 | Interconnection point for with F.S. panel .............................................................................................................................. | [17 empty] | 193.08 |  |  |  | 28.15 |  |  | 29.91 | 108.24 |  |  | 33018
33019 | Interconnection point for matrix switching system of the CCTV system ............................................................................. | [17 empty] | 188.75 |  |  |  | 28.15 |  |  | 29.91 | 108.24 |  |  | 33019
33020 | Security equipment console and racks, hairline stainless steel, c/w a 1500 x 700 mm deep
(min) horizontal flat surface section finished with plastic laminate and 1500 mm high
vertical rack sections attached together to form a continuous rack system including full
height locking doors, front below counter solid doors with recessed handle and lock,
a armrest swivel leather chair and all necessary accessories................................................................................................. | [18 empty] | 19,137.23 |  |  |  | 141.70 |  |  | 151.37 | 364.37 |  |  | 33020
Per lot
33021 | Provide system grounding for the burglar alarm and security system................................................................................... | [17 empty] | 1,287.45 |  |  |  | - |  |  | - | - |  |  | 33021
33022 | Provide direct link to the security control centre including the first year rental charge ....................................................... | [17 empty] | 4,782.66 |  |  |  | - |  |  | - | - |  |  | 33022
33/6
33 | BURGLAR ALARM AND SECURITY | [15 empty] | 33
Item | Item
ACCESS CONTROL SYSTEM | [9 empty] | Take | [14 empty] | Take
Supply | [22 empty] | down |  | down |  | Fix
and | [22 empty] | and |  | and set |  | only
Proximity card system components : - | [9 empty] | fix | [12 empty] | clear |  | aside for
away | [24 empty] | re-use
A | [22 empty] | B |  | C |  | D
Each |  |  | $ | [19 empty] | $ |  | $ |  | $
33023 | Proximity card reader c/w 12V power supply, tamper-proof housing with tampering
switches................................................................................................................................................................................... | [18 empty] | 1,263.05 |  |  |  | 29.91 |  |  | 32.56 | 46.65 |  |  | 33023
33024 | Interfacing module.................................................................................................................................................................. | [17 empty] | 2,484.01 |  |  |  | 29.91 |  |  | 32.56 | 46.65 |  |  | 33024
33025 | Central card access controller................................................................................................................................................. | [17 empty] | 10,104.44 |  |  |  | 29.91 |  |  | 32.56 | 54.56 |  |  | 33025
33026 | Emergency break glass; for card access reader...................................................................................................................... | [17 empty] | 210.51 |  |  |  | 49.29 |  |  | 55.45 | 100.33 |  |  | 33026
33027 | Proximity card......................................................................................................................................................................... | [17 empty] | 8.42 |  |  |  | - |  |  | - | - |  |  | 33027
Video door phone system component including conduits, trunkings, cables, and all
other accessories, and connection to the control panel : -
33028 | Intercom video handset c/w door release button.................................................................................................................... | [17 empty] | 2,601.19 |  |  |  | 78.32 |  |  | 84.49 | 174.24 |  |  | 33028
33029 | Wall mounted s.s. intercom panel c/w camera & all necessary accessories ......................................................................... | [17 empty] | 3,669.96 |  |  |  | 81.84 |  |  | 87.13 | 232.34 |  |  | 33029
Intercom door lock system component including conduits, trunkings, cables and all
other accessories, and connection to the control panel : -
33030 | Intercom handset c/w door release button.............................................................................................................................. | [17 empty] | 1,684.07 |  |  |  | 78.32 |  |  | 84.49 | 174.24 |  |  | 33030
33031 | Wall mounted s.s. intercom panel c/w camera & all necessary accessories.......................................................................... | [17 empty] | 2,132.92 |  |  |  | 81.84 |  |  | 87.13 | 232.34 |  |  | 33031
33/7
33 | BURGLAR ALARM AND SECURITY | [15 empty] | 33
Item | Item
FIELD ALARM DEVICES SYSTEM | [11 empty] | Take | [12 empty] | Take
Supply | [22 empty] | down |  | down |  | Fix
and | [22 empty] | and |  | and set |  | only
Equipment/ components c/w all necessary accessories : - | [14 empty] | fix | [7 empty] | clear |  | aside for
away | [24 empty] | re-use
A | [22 empty] | B |  | C |  | D
Per set |  |  | $ | [19 empty] | $ |  | $ |  | $
33032 | Personal attack push button c/w necessary accessories......................................................................................................... | [17 empty] | 421.01 |  |  |  | 49.29 |  |  | 51.04 | 95.93 |  |  | 33032
33033 | Magnetic door contact for door, concealed/ surface type c/w necessary accessories ........................................................... | [17 empty] | 210.51 |  |  |  | 51.92 |  |  | 52.80 | 100.33 |  |  | 33033
33034 | Magnetic door contact, heavy duty type, concealed/ surface, for roller shutter/ strong room
c/w necessary accessories ...................................................................................................................................................... | [18 empty] | 421.01 |  |  |  | 51.92 |  |  | 52.80 | 100.33 |  |  | 33034
33035 | Motion detector, combined infrared and ultrasonic detection type c/w necessary
accessories .............................................................................................................................................................................. | [18 empty] | 673.63 |  |  |  | 51.92 |  |  | 52.80 | 100.33 |  |  | 33035
33036 | Magnetic window contact c/w necessary accessories............................................................................................................ | [17 empty] | 421.01 |  |  |  | 51.92 |  |  | 52.80 | 100.33 |  |  | 33036
33037 | Glass break detectors, housed in tamper-proof housing with tampering switches c/w
necessary accessories ............................................................................................................................................................. | [18 empty] | 673.63 |  |  |  | 51.92 |  |  | 52.80 | 100.33 |  |  | 33037
33038 | Kick bar underneath counter, 450 mm length c/w necessary accessories ............................................................................ | [17 empty] | 842.04 |  |  |  | 51.92 |  |  | 52.80 | 108.24 |  |  | 33038
33039 | Duress push button, self-locking type c/w necessary accessories ......................................................................................... | [17 empty] | 421.01 |  |  |  | 49.29 |  |  | 50.16 | 95.05 |  |  | 33039
33040 | Tamper switch, plunger type c/w necessary accessories........................................................................................................ | [17 empty] | 421.01 |  |  |  | 49.29 |  |  | 50.16 | 95.05 |  |  | 33040
33041 | Alarm shunt key switch unit c/w necessary accessories........................................................................................................ | [17 empty] | 421.01 |  |  |  | 49.29 |  |  | 50.16 | 95.05 |  |  | 33041
33042 | Alarm push button, stainless steel vandal resistant type c/w necessary accessories............................................................. | [17 empty] | 421.01 |  |  |  | 49.29 |  |  | 50.16 | 95.05 |  |  | 33042
33043 | Over-ride key switch c/w necessary accessories.................................................................................................................... | [17 empty] | 210.51 |  |  |  | 49.29 |  |  | 50.16 | 95.05 |  |  | 33043
33044 | Alarm siren c/w necessary accessories................................................................................................................................... | [17 empty] | 421.01 |  |  |  | 51.92 |  |  | 52.80 | 108.24 |  |  | 33044
33045 | Alarm siren, weatherproof type c/w necessary accessories.................................................................................................... | [17 empty] | 673.63 |  |  |  | 51.92 |  |  | 52.80 | 108.24 |  |  | 33045
33/8
33 | BURGLAR ALARM AND SECURITY | [15 empty] | 33
Item | Item
EXIT CONTROL LOCK SYSTEM | [9 empty] | Take | [14 empty] | Take
Supply | [22 empty] | down |  | down |  | Fix
and | [22 empty] | and |  | and set |  | only
Equipment/ components c/w all necessary accessories : - | [14 empty] | fix | [7 empty] | clear |  | aside for
away | [24 empty] | re-use
A | [22 empty] | B |  | C |  | D
Per set |  |  | $ | [19 empty] | $ |  | $ |  | $
33046 | Exit device, fail-secure or fail-open electric lock strikes, c/w internal thumb-turn, pushbar
and cylinder for single door ................................................................................................................................................... | [18 empty] | 1,179.99 |  |  |  | 16.72 |  |  | 19.37 | 51.92 |  |  | 33046
33047 | Exit device, fail-secure or fail-open electric lock strikes, c/w internal thumb-turn, pushbar
and cylinder for double door .................................................................................................................................................. | [18 empty] | 1,783.12 |  |  |  | 16.72 |  |  | 19.37 | 58.09 |  |  | 33047
33048 | Weather proof electronic digital keypad c/w stainless steel panel and box, numeric keypad,
suitable for outdoor environment ........................................................................................................................................... | [18 empty] | 688.81 |  |  |  | 16.72 |  |  | 19.37 | 53.69 |  |  | 33048
Power supply unit : -
33049 | Power supply unit for electronic digital security c/w 6 Ah maintenance free
standby-battery, 12V charger and metal box ......................................................................................................................... | [18 empty] | 673.63 |  |  |  | 25.53 |  |  | 26.40 | 51.92 |  |  | 33049
Door lock system : -
33050 | Scramble door lock system including cable containments, cables, electronic digital
push-button c/w stainless steel panel & box, combination lock, touch screen access reader,
scramble keypad, suitable for outdoor environment and all other accessories and
connection to the alarm panel ................................................................................................................................................ | [18 empty] | 3,466.61 |  |  |  | 85.37 |  |  | 88.01 | 202.42 |  |  | 33050
33051 | Push button door lock system including cable containments, trunkings, cables, electronic digital
push-button c/w stainless steel panel & box, numeric keypad, combination lock, suitable for
outdoor environment and all other accessories and connection to the alarm panel ............................................................. | [18 empty] | 2,659.36 |  |  |  | 85.37 |  |  | 88.01 | 202.42 |  |  | 33051
33052 | Push button door lock system c/w remote door release button including cable containments,
cables, electronic digital push-button c/w stainless steel panel & box, numeric keypad,
combination lock, suitable for outdoor environment and all other accessories and connection
to the alarm panel ................................................................................................................................................................... | [18 empty] | 2,871.64 |  |  |  | 101.21 |  |  | 106.49 | 275.46 |  |  | 33052
33053 | Screening area door lock system for two access doors with interlock door locks and two
remote release buttons, door indicator unit and associated cable containments to ensure
the two doors not to be opened at one time ........................................................................................................................... | [18 empty] | 3,855.32 |  |  |  | 97.68 |  |  | 102.09 | 232.34 |  |  | 33053
Control panel : -
33054 | Door release control panel connection to digital keypad locking devices and to a designated
power supply point ................................................................................................................................................................. | [18 empty] | 1,675.96 |  |  |  | 81.84 |  |  | 87.13 | 232.34 |  |  | 33054
33055 | Fire alarm interface control panel connection to the dry contact of fire alarm panel & door
release control panel and to a designated power supply point .............................................................................................. | [18 empty] | 1,644.49 |  |  |  | 81.84 |  |  | 87.13 | 232.34 |  |  | 33055
33/9
33 | BURGLAR ALARM AND SECURITY | [15 empty] | 33
Item | Item
CLOSED CIRCUIT TELEVISION SURVEILLANCE SYSTEM | [16 empty] | Take | [7 empty] | Take
Supply | [22 empty] | down |  | down |  | Fix
and | [22 empty] | and |  | and set |  | only
Equipment/ components c/w all necessary accessories : - | [14 empty] | fix | [7 empty] | clear |  | aside for
away | [24 empty] | re-use
A | [22 empty] | B |  | C |  | D
Per set |  |  | $ | [19 empty] | $ |  | $ |  | $
33056 | Colour CCD video camera c/w lens, housing & bracket....................................................................................................... | [17 empty] | 1,804.74 |  |  |  | 45.77 |  |  | 52.80 | 168.97 |  |  | 33056
33057 | Digital Colour CCD video camera c/w auto-iris lens, housing & bracket............................................................................. | [17 empty] | 2,436.58 |  |  |  | 45.77 |  |  | 52.80 | 168.97 |  |  | 33057
33058 | Dome colour camera c/w lens................................................................................................................................................. | [17 empty] | 1,141.68 |  |  |  | 45.77 |  |  | 52.80 | 157.53 |  |  | 33058
33059 | Matrix switcher c/w control keypad, 16-way......................................................................................................................... | [17 empty] | 36,666.23 |  |  |  | 25.53 |  |  | 27.28 | 80.97 |  |  | 33059
33060 | Colour CRT CCTV monitor, 390 mm.................................................................................................................................... | [17 empty] | - |  |  |  | 22.00 |  |  | 23.76 | 53.69 |  |  | 33060
33061 | Colour CRT CCTV monitor, 550 mm.................................................................................................................................... | [17 empty] | - |  |  |  | 22.00 |  |  | 23.76 | 53.69 |  |  | 33061
33062 | Black and white CRT CCTV monitor, 390 mm..................................................................................................................... | [17 empty] | - |  |  |  | 22.00 |  |  | 23.76 | 53.69 |  |  | 33062
33063 | Colour TFT LCD CCTV monitor, 430 mm with BNC in/ out............................................................................................... | [17 empty] | 3,268.37 |  |  |  | 22.00 |  |  | 23.76 | 53.69 |  |  | 33063
33064 | Colour TFT LCD CCTV monitor, 480 mm with BNC in/ out............................................................................................... | [17 empty] | 3,901.89 |  |  |  | 22.00 |  |  | 23.76 | 53.69 |  |  | 33064
33065 | Colour TFT LCD CCTV monitor, 550 mm with BNC in/ out............................................................................................... | [17 empty] | 5,638.71 |  |  |  | 22.00 |  |  | 23.76 | 53.69 |  |  | 33065
33066 | 1/ 3" CCD colour dome camera.............................................................................................................................................. | [17 empty] | 2,214.36 |  |  |  | 45.76 |  |  | 52.80 | 168.98 |  |  | 33066
33067 | High resolution network/ IP based camera............................................................................................................................. | [17 empty] | 1,330.24 |  |  |  | 45.76 |  |  | 52.80 | 168.98 |  |  | 33067
33068 | DVI extender........................................................................................................................................................................... | [17 empty] | 5,174.79 |  |  |  | 25.52 |  |  | 27.28 | 80.97 |  |  | 33068
33069 | IP based KVM with LCD display panel................................................................................................................................. | [17 empty] | 6,441.19 |  |  |  | 22.00 |  |  | 23.76 | 53.69 |  |  | 33069
33070 | Video server (32 Channels).................................................................................................................................................... | [17 empty] | 30,331.82 |  |  |  | 22.00 |  |  | 23.76 | 53.69 |  |  | 33070
33071 | Video multiplexer, 16-way, duplex type................................................................................................................................ | [17 empty] | 6,708.39 |  |  |  | 32.56 |  |  | 34.32 | 95.93 |  |  | 33071
33072 | Quad unit, 4-way..................................................................................................................................................................... | [17 empty] | 2,731.37 |  |  |  | 32.56 |  |  | 34.32 | 74.80 |  |  | 33072
33073 | Video cassette recorder, 24 hours time lapse type................................................................................................................. | [17 empty] | - |  |  |  | 22.00 |  |  | 24.64 | 53.69 |  |  | 33073
33074 | Digital video recorder, DVD recording operation, with built-in hard disk of minimum
1 TB storage capacity, can record 9/ 16 channels video to up to 25 fps per channel............................................................ | [18 empty] | 2,459.74 |  |  |  | 22.00 |  |  | 24.64 | 53.69 |  |  | 33074
33075 | Extra for each additional 500 GB hard disk storage.............................................................................................................. | [17 empty] | 598.60 |  |  |  | - |  |  | - | - |  |  | 33075
33076 | CD-recordable (CD-R) computer disc of minimum 680 MB storage capacity, supports
recording speed at least 24x.................................................................................................................................................... | [18 empty] | 0.99 |  |  |  | - |  |  | - | - |  |  | 33076
33077 | CD-rewritable (CD-RW) computer disc of minimum 680 MB storage capacity, supports
rewriting speed at least 12x ................................................................................................................................................... | [18 empty] | 3.51 |  |  |  | - |  |  | - | - |  |  | 33077
33078 | DVD recordable computer disc of minimum 4.7 GB storage capacity, support recording
speed at least 8x...................................................................................................................................................................... | [18 empty] | 1.95 |  |  |  | - |  |  | - | - |  |  | 33078
33/10
33 | BURGLAR ALARM AND SECURITY | [15 empty] | 33
Item | Item
CLOSED CIRCUIT TELEVISION SURVEILLANCE SYSTEM (CONT'D) | [17 empty] | Take | [6 empty] | Take
Supply | [22 empty] | down |  | down |  | Fix
and | [22 empty] | and |  | and set |  | only
Equipment/ components c/w all necessary accessories : - (Cont'd) | [14 empty] | fix | [7 empty] | clear |  | aside for
away | [24 empty] | re-use
A | [22 empty] | B |  | C |  | D
Per set |  |  | $ | [19 empty] | $ |  | $ |  | $
33079 | DVD rewritable computer disc of minimum 4.7 GB storage capacity, support writing speed at
least 4x..................................................................................................................................................................................... | [18 empty] | 7.44 |  |  |  | - |  |  | - | - |  |  | 33079
33080 | Super VHS video tapes - 180 mins......................................................................................................................................... | [17 empty] | 19.47 |  |  |  | - |  |  | - | - |  |  | 33080
33081 | Video distribution amplifier................................................................................................................................................... | [17 empty] | 451.55 |  |  |  | 22.00 |  |  | 24.64 | 53.69 |  |  | 33081
33082 | Pan/ tilt driver, 360° pan, ±75° tilt (minimum)...................................................................................................................... | [17 empty] | 6,075.29 |  |  |  | 78.32 |  |  | 84.49 | 174.24 |  |  | 33082
33083 | Pan/ tilt controller.................................................................................................................................................................... | [17 empty] | 2,251.93 |  |  |  | 22.00 |  |  | 24.64 | 53.69 |  |  | 33083
33084 | Video splitter........................................................................................................................................................................... | [17 empty] | 84.46 |  |  |  | 4.40 |  |  | 6.16 | 15.85 |  |  | 33084
DIGITAL VIDEO MOTION DETECTION SYSTEM | [14 empty] | Take | [9 empty] | Take
Supply | [22 empty] | down |  | down |  | Fix
and | [22 empty] | and |  | and set |  | only
Equipment/ components c/w all necessary accessories : - | [14 empty] | fix | [7 empty] | clear |  | aside for
away | [24 empty] | re-use
A | [22 empty] | B |  | C |  | D
Per set |  |  | $ | [19 empty] | $ |  | $ |  | $
33085 | Video motion detector, able to handle 16 cameras simultaneously and independently c/w
remote keyboard for set up, control and all other accessories, connection to the central
control station located at the same floor ................................................................................................................................ | [18 empty] | 28,123.85 |  |  |  | 143.45 |  |  | 150.48 | 404.82 |  |  | 33085
WATCHMAN TOUR SYSTEM | [9 empty] | Take | [14 empty] | Take
Supply | [22 empty] | down |  | down |  | Fix
and | [22 empty] | and |  | and set |  | only
Equipment/ components c/w all necessary accessories : - | [14 empty] | fix | [7 empty] | clear |  | aside for
away | [24 empty] | re-use
A | [22 empty] | B |  | C |  | D
Per set |  |  | $ | [19 empty] | $ |  | $ |  | $
33086 | Data collector, handheld intelligent type, vandal proof and weatherproof construction, LCD
readout, record minimum 2000 checkpoint readings, 99 user programmable incident codes,
automatic downloading capability, pass word controller....................................................................................................... | [18 empty] | 11,704.53 |  |  |  | - |  |  | - | - |  |  | 33086
33087 | Check point, magnetic type, tamper-proof, vandal resistant.................................................................................................. | [17 empty] | 261.43 |  |  |  | 25.53 |  |  | 26.40 | 53.69 |  |  | 33087
33088 | Data transfer unit; able to transmit and receives data from data collector c/w battery charge,
and necessary accessories ...................................................................................................................................................... | [18 empty] | 7,252.94 |  |  |  | 8.81 |  |  | 10.55 | 31.67 |  |  | 33088
33/11
33 | BURGLAR ALARM AND SECURITY | [15 empty] | 33
Item | Item
RADIO FREQUENCY DISTRIBUTION SYSTEM | [14 empty] | Take | [9 empty] | Take
Supply | [22 empty] | down |  | down |  | Fix
and | [22 empty] | and |  | and set |  | only
Equipment/ components c/w all necessary accessories : - | [14 empty] | fix | [7 empty] | clear |  | aside for
away | [24 empty] | re-use
A | [22 empty] | B |  | C |  | D
Per set |  |  | $ | [19 empty] | $ |  | $ |  | $
33089 | Radio frequency distribution system for long distance signal transmission between camera
multi-channel video signals and monitors ............................................................................................................................. | [18 empty] | 2,593.05 |  |  |  | 50.16 |  |  | 60.72 | 213.85 |  |  | 33089
33090 | Fibre optics transmission system c/w transmitter and receiver for convey single and multi
video signals through optical fibre over long distance. Fibre optics cable shall be measured
separately................................................................................................................................................................................. | [18 empty] | 3,078.92 |  |  |  | 50.16 |  |  | 60.72 | 176.89 |  |  | 33090
CALL BELL SYSTEM
Call bell control/ indication panel, stainless steel type c/w all necessary accessories and
connection to a designated power supply point : -
Each
33091 | Panel of 4 zones or less........................................................................................................................................................... | [17 empty] | 2,758.73 |  |  |  | 65.12 |  |  | 76.56 | 268.42 |  |  | 33091
33092 | Panel of 5 - 8 zones................................................................................................................................................................. | [17 empty] | 3,918.85 |  |  |  | 70.39 |  |  | 81.84 | 283.39 |  |  | 33092
33093 | Panel of 9 - 12 zones............................................................................................................................................................... | [17 empty] | 5,005.24 |  |  |  | 75.67 |  |  | 86.25 | 295.70 |  |  | 33093
Call push button
33094 | Call push button c/w necessary accessories and connection to the call bell control/ indication
panel ....................................................................................................................................................................................... | [18 empty] | 358.48 |  |  |  | 70.39 |  |  | 73.05 | 168.97 |  |  | 33094
33/12
33 | BURGLAR ALARM AND SECURITY | [15 empty] | 33
Item | Item
COAXIAL CABLES AND SHIELDED CABLES
(Note : The following five items will only be paid for if ordered by the Maintenance | [17 empty] | Take | [6 empty] | Take
Surveyor in writing) |  |  |  |  | Supply | [17 empty] | down |  | down |  | Fix
and | [22 empty] | and |  | and set |  | only
fix | [22 empty] | clear |  | aside for
Coaxial cables : - |  |  |  |  | away | [19 empty] | re-use
A | [22 empty] | B |  | C |  | D
Per linear metre |  |  |  |  | $ | [17 empty] | $ |  | $ |  | $
33095 | Coaxial cables, RG-6 / RG-11 / RG-58 / RG-59.................................................................................................................... | [17 empty] | 11.29 |  |  |  | 1.75 |  |  | 2.65 | 6.17 |  |  | 33095
Twisted pair shielded cables : -
33096 | 1-pair....................................................................................................................................................................................... | [17 empty] | 10.17 |  |  |  | 2.04 |  |  | 2.46 | 6.17 |  |  | 33096
33097 | 2-pair....................................................................................................................................................................................... | [17 empty] | 12.27 |  |  |  | 2.04 |  |  | 2.46 | 6.17 |  |  | 33097
33098 | 4-pair....................................................................................................................................................................................... | [17 empty] | 14.99 |  |  |  | 2.24 |  |  | 2.75 | 7.05 |  |  | 33098
33099 | 8-pair....................................................................................................................................................................................... | [17 empty] | 23.63 |  |  |  | 3.00 |  |  | 3.59 | 7.93 |  |  | 33099
33/13
Section 34
PUBLIC ADDRESS SYSTEM
34 | PUBLIC ADDRESS SYSTEM | [13 empty] | 34
SECTION 34
PUBLIC ADDRESS SYSTEM
SPECIAL CONDITIONS
Measurement |  |  | SC34.01 | [6 empty] | All works of electrical power supply up to power supply points (e.g. switchgear or isolator
of power supply |  |  | or spur unit and the like) for the equipment shall be measured separately and paid for at
the appropriate rates under Section 27 - Lighting System and Fixtures, Section 28 - Small
Power Distribution, Section 29 - Main Distribution Systems and Section 30 -
Miscellaneous Electrical Installations or other applicable Work Sections of this Schedule.
Measurement of |  |  | SC34.02 | [6 empty] | All trench excavation shall be measured separately and paid for at the appropriate rates
excavations, ducts, |  |  |  | under Section 03 - Excavation of this Schedule. All pipe ducts, concrete thrust blocks and
chases, holes and |  |  |  | anchor blocks, chases in, and holes through existing walls, ceilings and similar for pipes,
other subsidiary |  |  |  | etc., (but not mortices or holes for brackets) except specifically stated, shall be measured
work | and paid for at the appropriate rates under Section 04 - Concrete Work and Section 05 -
Brickwork and Blockwork or other applicable Work Sections of this Schedule.
Measurement of |  |  | SC34.03 | [6 empty] | Cables for the equipment have been allowed in the rates under this Section. No
microphone cables |  |  |  | measurement shall be made for cables except for microphone cables and loudspeaker
and loudspeaker |  |  |  | cables where specifically ordered by the Maintenance Surveyor in writing.
cables
Microphone cables and loudspeaker cables shall be measured the net length as fixed in
linear metres.
Measurement |  |  | SC34.04 | [6 empty] | Where a temporary supply is ordered by the Maintenance Surveyor, the provision of all
of temporary |  |  | articles, labour and accessory materials (nails, screws, rawplugs and similar) necessary for
supply | fixing shall be of temporary nature. For "use and waste" of all materials, such as cables,
fittings and accessories, etc., for a period of not exceeding four weeks from the date of
certified completion, 50 per cent of the value of the appropriate "supply and fix" items after
the adjustment of contract percentages will be paid. For a period exceeding four weeks
and not exceeding eight weeks, 55 per cent will be paid and for each subsequent month a
further addition of 5 per cent will be made.
For a period of more than six months, the full rates, as for permanent works will be paid,
and the materials will become the property of the Employer.
No extra payment will be made for the removal of materials in connection with the
temporary supply, but the cost of which shall have been included in the payment as
aforementioned in the first paragraph hereof. The date of certified completion of a
temporary supply shall be the date when the installation is first brought into service. The
date when it ceases to be used shall be the date from which the Maintenance Surveyor
instructs the dismantlement of the installation, or the date when the installation is no longer
in use, whichever is earlier.
34/1
34 | PUBLIC ADDRESS SYSTEM | [13 empty] | 34
SPECIAL CONDITIONS
Rates generally |  |  | SC34.05 | [6 empty] | The rates for all items shall generally include for : -
(a) | [11 empty] | Colour band and colour identification work.
(b) | [11 empty] | Lettering and engraving for identification, signs, labels in both English and
Chinese.
(c) | [11 empty] | Identification plates, signs, notice plates, discs and labels in both English and
Chinese.
(d) | [11 empty] | Priming or painting off site and proprietary finishes or surface treatment applied as
part of the production process whether applied before or after fabrication and
assembly.
(e) | [11 empty] | All protective and finishing painting work, apart from additional painting work
specifically ordered by the Maintenance Surveyor in writing which shall be
measured separately and paid for at the appropriate rates under Section 15 -
Painting of this Schedule.
(f) | [11 empty] | Any kind of fixing method including drilling of the background and provision of all
fixings, nails, bolts, nuts, washers, holes, screws, plugs, shotfired pins and the like.
(g) | [11 empty] | Assembling and jointing together with the component parts of composite units and
providing any necessary jointing materials.
(h) | [11 empty] | All brackets and methods of supports.
(i) | [11 empty] | Provision of expansion joints in service runs wherever they coincide with
structural expansion joints.
(j) | [11 empty] | Submission of catalogues, technical literature, data, calculations, test certificates
and approval documentation covering the equipment and materials being supplied.
(k) | [11 empty] | Preparing and submitting detail working drawings as required and all shop
drawings for the fabrication and installation.
(l) | [11 empty] | Attendance, as required, of the manufacturers' representative to assist in the
installation and subsequent testing and commissioning.
(m) | [11 empty] | Testing and commissioning including submission of Testing and Commissioning
Certificates and Records of Tests.
(n) | [11 empty] | Provision of all necessary power, labour and testing instrument of approved type
for testing and commissioning.
(o) | [11 empty] | Preparing and submitting operation and maintenance manuals and as-fitted
drawings for items of works as required.
(p) | [11 empty] | Provision of schematic diagrams covered front and back with plastic sheet
including fixing to wall.
(q) | [11 empty] | Provision of manufacturer's guarantee.
34/2
34 | PUBLIC ADDRESS SYSTEM | [13 empty] | 34
SPECIAL CONDITIONS
Rates for equipment |  |  |  |  | SC34.06 |  |  |  |  | The rates for equipment shall further include for : -
(a) | [11 empty] | Connecting, interconnecting cables, jointing and making all cable, conduit,
trunking and cable tray connections and the like and provision of all associated
components.
(b) | [11 empty] | Provision of all components forming part of the equipment complete with all
supply and interconnecting wiring and the like.
(c) | [11 empty] | All necessary instruments, devices and the like including appropriate connections
thereto.
(d) | [11 empty] | Cables, conduits including flexible conduits and adaptors, trunkings, trays,
ladders, outlet boxes, junction boxes, universal boxes including special boxes, all
fixings, bending, cutting, screwing and jointing.
(e) | [11 empty] | Earth/ equipotential bonding.
Rates for |  |  | SC34.07 | [6 empty] | The rates for microphone cables and loudspeaker cables shall further include for : -
microphone cables
and loudspeaker |  |  |  | (a) | [7 empty] | Laying or fixing in different locations, such as drawing into underground pipe
cables | ducts, laying or drawing into trunkings, drawing into conduits, suspending from
insulators or catenaries, wrapping around equipment.
(b) | [11 empty] | In case of cables drawn into existing conduits, existing ducts or existing trunkings,
removing and putting back existing covers, existing inspection lids and the like.
(c) | [11 empty] | Making cable-joints.
(d) | [11 empty] | All necessary fixings completed with accessories and fittings as required.
(e) | [11 empty] | Provision of all sleeves for casting in or building in where cables pass through
slabs, walls or beams and caulking between cable and sleeve where required.
Rates for "Take |  |  | SC34.08 | [6 empty] | The rates for "Take down and clear away" or "Take down and set aside for re-use"
down and clear |  |  | existing items in connection with public address installation shall further include for : -
away" or "Take
down and set aside |  |  |  | (a) | [7 empty] | Taking down all associated building services works.
for re-use"
(b) | [11 empty] | Plugging off remaining ends with plugs or caps as required.
(c) | [11 empty] | Preparing remaining ends of building services works to receive connections with
new work if required.
(d) | [11 empty] | Making good all works disturbed.
Particular |  |  | SC34.09 | [6 empty] | The Particular Specification for public address system can be found in the Contract.
Specification
34/3
34 | PUBLIC ADDRESS SYSTEM | [13 empty] | 34
Item | Item
PUBLIC ADDRESS SYSTEM | [9 empty] | Take | [14 empty] | Take
Supply | [22 empty] | down |  | down |  | Fix
and | [22 empty] | and |  | and set |  | only
Equipment/ component c/w all necessary accessories : - | [14 empty] | fix | [7 empty] | clear |  | aside for
away | [24 empty] | re-use
A | [22 empty] | B |  | C |  | D
Each |  |  | $ | [19 empty] | $ |  | $ |  | $
34001 | Ceiling panel speaker, surface-mount type, 3W c/w matching transformer.......................................................................... | [17 empty] | 609.07 |  |  |  | 25.42 |  |  | 28.02 | 102.09 |  |  | 34001
34002 | Ceiling panel speaker, surface-mount type, 6W c/w matching transformer.......................................................................... | [17 empty] | 637.14 |  |  |  | 25.42 |  |  | 28.02 | 102.09 |  |  | 34002
34003 | Ceiling panel speaker, ceiling-recessed, 3W c/w matching transformer .............................................................................. | [17 empty] | 844.84 |  |  |  | 25.42 |  |  | 28.02 | 106.49 |  |  | 34003
34004 | Ceiling panel speaker, ceiling-recessed, 6W c/w matching transformer............................................................................... | [17 empty] | 943.08 |  |  |  | 25.42 |  |  | 28.02 | 106.49 |  |  | 34004
34005 | Box speaker, 3W..................................................................................................................................................................... | [17 empty] | 842.04 |  |  |  | 25.42 |  |  | 28.02 | 102.09 |  |  | 34005
34006 | Box speaker, 6W..................................................................................................................................................................... | [17 empty] | 905.20 |  |  |  | 25.42 |  |  | 28.02 | 102.09 |  |  | 34006
34007 | Horn speaker, 3W.................................................................................................................................................................... | [17 empty] | 861.67 |  |  |  | 25.42 |  |  | 28.02 | 102.09 |  |  | 34007
34008 | Horn speaker, 6W.................................................................................................................................................................... | [17 empty] | 945.89 |  |  |  | 25.42 |  |  | 28.02 | 102.09 |  |  | 34008
34009 | Speaker column; 95 dB/ W (min.); four dynamic cone speaker units (min.); wooden
enclosure c/w front grille cloth, insulation, matching transformer........................................................................................ | [18 empty] | 3,811.63 |  |  |  | 28.06 |  |  | 30.16 | 107.37 |  |  | 34009
34010 | Desk top microphone c/w chime unit..................................................................................................................................... | [17 empty] | 1,922.64 |  |  |  | 4.00 |  |  | 5.03 | 14.96 |  |  | 34010
34011 | Unidirectional microphone c/w built-in blast and pop protection, microphone holder,
mike cable and connector........................................................................................................................................................ | [18 empty] | 2,801.19 |  |  |  | 4.00 |  |  | 5.03 | 14.96 |  |  | 34011
34012 | Paging microphone c/w desk stand, microphone holder, mike cable and connector ........................................................... | [17 empty] | 3,592.70 |  |  |  | 4.00 |  |  | 5.03 | 15.85 |  |  | 34012
34013 | Miniature omnidirectional lavalier microphone c/w long-life-cable and lavalier holder...................................................... | [17 empty] | 3,761.10 |  |  |  | 1.48 |  |  | 1.96 | 4.41 |  |  | 34013
34014 | Microphone floor stand and boom arm c/w 900 to 1600 mm nominal length floor stand,
700 mm minimum length boom arm of 360°C adjustment direction, locking device and
microphone and boom adaptor............................................................................................................................................... | [18 empty] | 1,627.93 |  |  |  | 4.00 |  |  | 5.03 | 15.85 |  |  | 34014
34015 | Microphone desk stand and flexible gooseneck shaft c/w 100 to 200 mm adjustable
support and connector............................................................................................................................................................. | [18 empty] | 1,981.59 |  |  |  | 4.00 |  |  | 5.03 | 14.96 |  |  | 34015
34016 | Volume control unit with wall mounting box, 30W c/w all necessary accessories ............................................................. | [17 empty] | 771.88 |  |  |  | 65.98 |  |  | 78.67 | 233.22 |  |  | 34016
34017 | UHF Hand-held (vocal) Wireless Microphone....................................................................................................................... | [17 empty] | 1,781.76 |  |  |  | 1.48 |  |  | 1.96 | 4.41 |  |  | 34017
34018 | UHF Tuner.............................................................................................................................................................................. | [17 empty] | 1,945.13 |  |  |  | 65.98 |  |  | 78.67 | 233.22 |  |  | 34018
34019 | UHF Wireless Tuner............................................................................................................................................................... | [17 empty] | 3,905.57 |  |  |  | 65.98 |  |  | 78.67 | 233.22 |  |  | 34019
34020 | UHF Wireless Antenna........................................................................................................................................................... | [17 empty] | 1,016.83 |  |  |  | 65.98 |  |  | 78.67 | 233.22 |  |  | 34020
34/4
34 | PUBLIC ADDRESS SYSTEM | [13 empty] | 34
Item | Item
PUBLIC ADDRESS SYSTEM (CONT'D) | [11 empty] | Take | [12 empty] | Take
Supply | [22 empty] | down |  | down |  | Fix
and | [22 empty] | and |  | and set |  | only
Equipment/ component c/w all necessary accessories : - (Cont'd) | [14 empty] | fix | [7 empty] | clear |  | aside for
away | [24 empty] | re-use
A | [22 empty] | B |  | C |  | D
Each |  |  | $ | [19 empty] | $ |  | $ |  | $
34021 | Mixer power amplifier, 60W r.m.s., 3 inputs......................................................................................................................... | [17 empty] | 3,508.49 |  |  |  | 20.40 |  |  | 22.41 | 59.86 |  |  | 34021
34022 | Mixer power amplifier, 120W r.m.s., 3 inputs....................................................................................................................... | [17 empty] | 4,881.01 |  |  |  | 20.40 |  |  | 22.41 | 59.86 |  |  | 34022
34023 | Mixer pre-amplifier panel with 6-channel pre-amplifier unit (4 microphone inputs) .......................................................... | [17 empty] | 7,140.47 |  |  |  | 20.40 |  |  | 22.41 | 59.86 |  |  | 34023
34024 | Cassette deck c/w tape recorder and player, microphone and headphone jacks,
input/ output level control and meters, 3-digital resettable tape counter, automatic
shut-off and noise reduction system ...................................................................................................................................... | [18 empty] | 1,852.48 |  |  |  | 20.40 |  |  | 22.41 | 59.86 |  |  | 34024
34025 | Background music CD/ DVD player...................................................................................................................................... | [17 empty] | 1,801.96 |  |  |  | 20.40 |  |  | 22.41 | 59.86 |  |  | 34025
34026 | Remote microphone unit in sheet metal cabinet comprising of 1 no. flexible gooseneck
microphone and zone selection buttons (6 zone) .................................................................................................................. | [18 empty] | 8,799.28 |  |  |  | 10.11 |  |  | 11.20 | 21.12 |  |  | 34026
34027 | Monitor panel; stainless steel enclosure c/w monitor speaker with volume control,
system power on/ off switch, sound level meter, channel selector switch and line voltage
selector switch......................................................................................................................................................................... | [18 empty] | 7,788.84 |  |  |  | 60.67 |  |  | 80.34 | 307.14 |  |  | 34027
Sundries : -
34028 | Jack point c/w jack plug and socket, conduit and wiring and all necessary accessories....................................................... | [17 empty] | 294.71 |  |  |  | 65.98 |  |  | 78.67 | 237.62 |  |  | 34028
34029 | Speaker point c/w 2A - 3pin plug and socket, conduit and wiring and all necessary
accessories .............................................................................................................................................................................. | [18 empty] | 273.66 |  |  |  | 65.98 |  |  | 78.67 | 237.62 |  |  | 34029
Equipment cabinet : -
Per linear metre
34030 | Equipment cabinet; well ventilated 483 mm standard high; teakwood construction
c/w locking doors and 3-pin power sockets and all necessary accessories ........................................................................... | [18 empty] | 3,704.96 |  |  |  | 17.36 |  |  | 18.33 | 25.53 |  |  | 34030
34031 | Equipment cabinet; well ventilated 483mm standard high; stainless steel construction
c/w locking doors and 3-pin power sockets and all necessary accessories ........................................................................... | [18 empty] | 4,631.20 |  |  |  | 17.36 |  |  | 18.33 | 25.53 |  |  | 34031
34/5
34 | PUBLIC ADDRESS SYSTEM | [13 empty] | 34
Item | Item
PUBLIC ADDRESS SYSTEM (CONT'D)
Take | [24 empty] | Take
Supply | [22 empty] | down |  | down |  | Fix
Microphone cables and loudspeaker cables : - | [11 empty] | and | [10 empty] | and |  | and set |  | only
(Note : The following six items will only be paid for if ordered by the Maintenance | [17 empty] | fix |  |  |  |  | clear |  | aside for
Surveyor in writing) |  |  |  |  | away | [19 empty] | re-use
A | [22 empty] | B |  | C |  | D
Per linear metre |  |  |  |  | $ | [17 empty] | $ |  | $ |  | $
34032 | Microphone cable.................................................................................................................................................................... | [17 empty] | 13.81 |  |  |  | 2.05 |  |  | 3.04 | 6.16 |  |  | 34032
34033 | Loudspeaker cable................................................................................................................................................................... | [17 empty] | 17.77 |  |  |  | 2.05 |  |  | 3.04 | 6.16 |  |  | 34033
34034 | Underground microphone cable............................................................................................................................................. | [17 empty] | 35.41 |  |  |  | 1.96 |  |  | 2.84 | 5.29 |  |  | 34034
34035 | Underground loudspeaker cable............................................................................................................................................. | [17 empty] | 53.99 |  |  |  | 1.96 |  |  | 2.84 | 5.29 |  |  | 34035
34036 | Waterproof type microphone cable......................................................................................................................................... | [17 empty] | 31.20 |  |  |  | 2.05 |  |  | 3.04 | 6.16 |  |  | 34036
34037 | Waterproof type loudspeaker cable........................................................................................................................................ | [17 empty] | 51.89 |  |  |  | 2.05 |  |  | 3.04 | 6.16 |  |  | 34037
34/6
Section 35
BROADCAST RECEPTION
35 | BROADCAST RECEPTION | [13 empty] | 35
SECTION 35
BROADCAST RECEPTION
SPECIAL CONDITIONS
Measurement |  |  | SC35.01 | [6 empty] | All works of electrical power supply up to power supply points (e.g. switchgear or isolator
of power supply |  |  | or spur unit and the like) for the equipment shall be measured separately and paid for at
the appropriate rates under Section 27 - Lighting System and Fixtures, Section 28 - Small
Power Distribution, Section 29 - Main Distribution Systems and Section 30 -
Miscellaneous Electrical Installations or other applicable Work Sections of this Schedule.
Measurement of |  |  | SC35.02 | [6 empty] | Cables for the equipment have been allowed in the rates under this Section. No
coaxial cables |  |  | measurement shall be made for cables except for coaxial cables where specifically ordered
by the Maintenance Surveyor in writing.
Coaxial cables shall be measured the net length as fixed in linear metres.
Measurement |  |  | SC35.03 | [6 empty] | Where a temporary supply is ordered by the Maintenance Surveyor, the provision of all
of temporary |  |  | articles, labour and accessory materials (nails, screws, rawplugs and similar) necessary for
supply | fixing shall be of temporary nature. For "use and waste" of all materials, such as cables,
fittings and accessories, etc., for a period of not exceeding four weeks from the date of
certified completion, 50 per cent of the value of the appropriate "supply and fix" items after
the adjustment of contract percentages will be paid. For a period exceeding four weeks
and not exceeding eight weeks, 55 per cent will be paid and for each subsequent month a
further addition of 5 per cent will be made.
For a period of more than six months, the full rates, as for permanent works will be paid,
and the materials will become the property of the Employer.
No extra payment will be made for the removal of materials in connection with the
temporary supply, but the cost of which shall have been included in the payment as
aforementioned in the first paragraph hereof. The date of certified completion of a
temporary supply shall be the date when the installation is first brought into service. The
date when it ceases to be used shall be the date from which the Maintenance Surveyor
instructs the dismantlement of the installation, or the date when the installation is no longer
in use, whichever is earlier.
Rates generally |  |  | SC35.04 | [6 empty] | The rates for all items shall generally include for : -
(a) | [11 empty] | Colour band and colour identification work.
(b) | [11 empty] | Lettering and engraving for identification, signs, labels in both English and
Chinese.
(c) | [11 empty] | Identification plates, signs, notice plates, discs and labels in both English and
Chinese.
35/1
35 | BROADCAST RECEPTION | [13 empty] | 35
SPECIAL CONDITIONS
Rates generally |  |  | SC35.04 | [6 empty] | (d) |  | Priming or painting off site and proprietary finishes or surface treatment applied as
(Cont'd) |  |  | (Cont'd) | [6 empty] | part of the production process whether applied before or after fabrication and
assembly.
(e) | [11 empty] | All protective and finishing painting work, apart from additional painting work
specifically ordered by the Maintenance Surveyor in writing which shall be
measured separately and paid for at the appropriate rates under Section 15 -
Painting of this Schedule.
(f) | [11 empty] | Any kind of fixing method including drilling of the background and provision of all
fixings, nails, bolts, nuts, washers, holes, screws, plugs, shotfired pins and the like.
(g) | [11 empty] | Assembling and jointing together with the component parts of composite units and
providing any necessary jointing materials.
(h) | [11 empty] | All brackets and methods of supports.
(i) | [11 empty] | Provision of expansion joints in service runs wherever they coincide with
structural expansion joints.
(j) | [11 empty] | Submission of catalogues, technical literature, data, calculations, test certificates
and approval documentation covering the equipment and materials being supplied.
(k) | [11 empty] | Preparing and submitting detail working drawings as required and all shop
drawings for the fabrication and installation.
(l) | [11 empty] | Attendance, as required, of the manufacturers' representative to assist in the
installation and subsequent testing and commissioning.
(m) | [11 empty] | Testing and commissioning including submission of Testing and Commissioning
Certificates and Records of Tests.
(n) | [11 empty] | Provision of all necessary power, labour and testing instrument of approved type
for testing and commissioning.
(o) | [11 empty] | Preparing and submitting operation and maintenance manuals and as-fitted
drawings for items of works as required.
(p) | [11 empty] | Provision of schematic diagrams covered front and back with plastic sheet
including fixing to wall.
(q) | [11 empty] | Provision of manufacturer's guarantee.
Rates for |  |  | SC35.05 | [6 empty] | The rates for equipment shall further include for : -
equipment
(a) | [11 empty] | Interfacing, connecting, interconnecting cables, jointing and making all bus bar,
cable, conduit, trunking and cable tray connections and the like and provision of
all associated components.
(b) | [11 empty] | Provision of all components forming part of the equipment including batteries and
chargers with all supply and interconnecting wiring and the like.
35/2
35 | BROADCAST RECEPTION | [13 empty] | 35
SPECIAL CONDITIONS
Rates for |  |  | SC35.05 | [6 empty] | (c) |  | All necessary sensors, instruments, devices and the like including appropriate
equipment |  |  | (Cont'd) | [6 empty] | connections thereto.
(Cont'd)
(d) | [11 empty] | Cables, conduits including flexible conduits and adaptors, trunkings, trays,
ladders, outlet boxes, junction boxes, universal boxes including special boxes, all
fixings, bending, cutting, screwing and jointing.
(e) | [11 empty] | Earth/ equipotential bonding.
Rates for |  |  | SC35.06 | [6 empty] | The rates for coaxial cables shall further include for : -
coaxial cables
(a) | [11 empty] | Laying or fixing in different locations, such as drawing into underground pipe
ducts, laying or drawing into trunkings, drawing into conduits, suspending from
insulators or catenaries, wrapping around equipment.
(b) | [11 empty] | In case of cables drawn into existing conduits, existing ducts or existing trunkings,
removing and putting back existing covers, existing inspection lids and the like.
(c) | [11 empty] | Making cable-joints.
(d) | [11 empty] | All necessary fixings complete with accessories and fittings as required.
(e) | [11 empty] | Provision of all sleeves for casting in or building in where cables pass through
slabs, walls or beams and caulking between cable and sleeve where required.
Rates for |  |  | SC35.07 | [6 empty] | The rates for "Take down and clear away" or " Take down and set aside for re-use"
"Take down |  |  | existing items in connection with broadcast reception installation shall further include for : -
and clear
away" or |  |  | (a) | [8 empty] | Taking down all associated building services works.
"Take down
and set aside for |  |  |  | (b) | [7 empty] | Plugging off remaining ends with plugs or caps as required.
re-use"
(c) | [11 empty] | Preparing remaining ends of building services works to receive connections with
new work if required.
(d) | [11 empty] | Making good all works disturbed.
Particular |  |  | SC35.08 | [6 empty] | The Particular Specification for broadcast reception installation can be found in the
Specification |  |  | Contract.
35/3
35 | BROADCAST RECEPTION | [13 empty] | 35
Item | Item
BROADCAST RECEPTION INSTALLATION | [14 empty] | Take | [9 empty] | Take
Supply | [22 empty] | down |  | down |  | Fix
and | [22 empty] | and |  | and |  | only
Equipment/ components c/w necessary accessories : - | [12 empty] | fix | [9 empty] | clear |  | set aside
away | [24 empty] | for re-use
A | [22 empty] | B |  | C |  | D
Each |  |  | $ | [19 empty] | $ |  | $ |  | $
35001 | FM aerial c/w stainless steel aerial masts/ poles.................................................................................................................... | [17 empty] | 2,563.73 |  |  |  | 94.15 |  |  | 100.69 | 403.06 |  |  | 35001
35002 | UHF multi-channel aerial including receiving high definition television signal, minimize
ghost image type, c/w stainless steel aerial masts/ poles....................................................................................................... | [18 empty] | 2,948.88 |  |  |  | 94.15 |  |  | 100.69 | 403.06 |  |  | 35002
35003 | Aerial, combining-unit, FM/ UHF including receiving high definition television signal,
minimize ghost image type c/w stainless steel aerial masts/ poles........................................................................................ | [18 empty] | 3,862.76 |  |  |  | 96.49 |  |  | 101.68 | 429.48 |  |  | 35003
35004 | Pre-amplifiers.......................................................................................................................................................................... | [17 empty] | 1,079.79 |  |  |  | 22.83 |  |  | 24.15 | 59.86 |  |  | 35004
35005 | Frequency converter................................................................................................................................................................ | [17 empty] | 2,261.56 |  |  |  | 25.40 |  |  | 28.84 | 72.16 |  |  | 35005
35006 | Wideband and channel amplifier............................................................................................................................................ | [17 empty] | 3,253.31 |  |  |  | 25.40 |  |  | 28.84 | 72.16 |  |  | 35006
35007 | TV bandpass pre-amplifier..................................................................................................................................................... | [17 empty] | 1,099.52 |  |  |  | 22.83 |  |  | 24.15 | 59.86 |  |  | 35007
35008 | FM bandpass pre-amplifier..................................................................................................................................................... | [17 empty] | 846.40 |  |  |  | 22.83 |  |  | 24.15 | 59.86 |  |  | 35008
35009 | TV bandpass filter................................................................................................................................................................... | [17 empty] | 784.29 |  |  |  | 22.83 |  |  | 24.15 | 59.86 |  |  | 35009
35010 | FM bandpass filter.................................................................................................................................................................. | [17 empty] | 594.89 |  |  |  | 22.83 |  |  | 24.15 | 59.86 |  |  | 35010
Sundries : -
35011 | TV/ FM socket outlet c/w coaxial cables, conduits (surface or concealed type) and all
necessary accessories ............................................................................................................................................................. | [18 empty] | 501.84 |  |  |  | 81.03 |  |  | 95.32 | 288.65 |  |  | 35011
35012 | Splitter unit.............................................................................................................................................................................. | [17 empty] | 68.43 |  |  |  | 2.35 |  |  | 2.94 | 8.81 |  |  | 35012
35013 | Tee unit.................................................................................................................................................................................... | [17 empty] | 70.70 |  |  |  | 2.35 |  |  | 2.94 | 8.81 |  |  | 35013
35014 | Lockable well-ventilated metal enclosure to house all headend circuit components............................................................ | [17 empty] | 1,183.31 |  |  |  | 56.68 |  |  | 62.80 | 204.18 |  |  | 35014
Coaxial cable : -
Per linear metre
35015 | Coaxial cable, 75 ohm............................................................................................................................................................. | [17 empty] | 14.27 |  |  |  | 2.29 |  |  | 2.87 | 7.05 |  |  | 35015
(Note : The above item will only be paid for if ordered by the Maintenance Surveyor in
writing)
35/4
35 | BROADCAST RECEPTION | [13 empty] | 35
Item | Item
BROADCAST RECEPTION INSTALLATION (CONT'D)
Take | [24 empty] | Take
The satellite master antenna TV sub-system c/w steel supporting framework, stray | [17 empty] | Supply |  |  |  |  | down |  | down |  | Fix
wires and certification by a Registered Structural Engineer under Section 3 of the | [16 empty] | and | [5 empty] | and |  | and set |  | only
Building Ordinance (Cap123) | [9 empty] | fix | [12 empty] | clear |  | aside for
away | [24 empty] | re-use
Diameter of the antenna : -
A | [22 empty] | B |  | C |  | D
Each |  |  | $ | [19 empty] | $ |  | $ |  | $
35016 | 4 metres................................................................................................................................................................................... | [17 empty] | 11,184.11 2,279.19 3,453.79 | [7 empty] | 5,991.52 |  |  | 35016
(The actual rate should be : $111,841.10 for Item 35016A)
35017 | 6 metres................................................................................................................................................................................... | [17 empty] | 27,793.01 2,882.62 4,596.14 | [7 empty] | 8,299.08 |  |  | 35017
(The actual rate should be : $277,930.10 for Item 35017A)
Feedhorn c/w low noise block down converter and mounting supports : -
35018 | Ku-Band.................................................................................................................................................................................. | [17 empty] | 4,922.86 |  |  |  | 23.14 |  |  | 34.20 | 59.86 |  |  | 35018
35019 | C-Band..................................................................................................................................................................................... | [17 empty] | 4,524.71 |  |  |  | 23.14 |  |  | 34.20 | 59.86 |  |  | 35019
Satellite receivers/ modulators c/w racks : -
35020 | Analogue type.......................................................................................................................................................................... | [17 empty] | 7,869.76 |  |  |  | 23.14 |  |  | 34.20 | 59.86 |  |  | 35020
35021 | Digital type.............................................................................................................................................................................. | [17 empty] | 4,942.27 |  |  |  | 23.14 |  |  | 34.20 | 59.86 |  |  | 35021
35022 | Satellite amplifier.................................................................................................................................................................... | [17 empty] | 2,727.55 |  |  |  | 25.60 |  |  | 29.09 | 71.30 |  |  | 35022
35/5
Section 36
HEATING, VENTILATION AND AIR-CONDITIONING - PIPEWORK
36 | HEATING, VENTILATION AND AIR-CONDITIONING | [16 empty] | 36
SECTION 36
HEATING, VENTILATION AND AIR-CONDITIONING
SPECIAL CONDITIONS
(Note: The following special conditions shall apply equally where appropriate to rates under Sections 36 to 39)
Measurement |  |  | SC36.01 | [6 empty] | All works of electrical power supply up to power supply points (e.g. MCB switchboard or
of power supply |  |  | switchgear or isolator or spur unit and the like) for the equipment shall be measured separately
and paid for at the appropriate rates under Sections 28 to 30 or other applicable Work Sections
of this Schedule.
Measurement |  |  | SC36.02 | [6 empty] | All works of water supply and gas supply up to the respective termination points for the
of water supply |  |  | equipment and boilers shall be measured separately and paid for at the appropriate rates under
or gas supply |  |  | applicable Work Sections of this Schedule.
Measurement |  |  | SC36.03 | [6 empty] | Pipework shall be measured in linear metres over all in-line fittings, short running lengths and
of pipework |  |  | branches (but not through the items of in-line equipment, headers and trapping sets).
Measurement |  |  | SC36.04 | [6 empty] | Ductwork rectangular in section shall be measured in square metres whereas ductwork circular
of ductwork |  |  | and oval in section shall be measured in linear metres. All types of ductwork shall be measured
over all in-line fittings, short running lengths and branches (but not through the items of in-line
equipment).
Ductwork rectangular in section shall be measured net as the area of sheet material fabricated.
Allowance for seams, joints and the like shall be included in the rates.
Measurement |  |  | SC36.05 | [6 empty] | Insulation to ductwork rectangular in section shall be measured in square metres and to the net
of insulation |  |  | area in contact with the base of all ducting as installed and over all ducting fittings and joints.
to rectangular
ductwork
Measurement |  |  | SC36.06 | [6 empty] | Insulation to pipework shall be measured in linear metres for the diameter of the pipes to be
of insulation to |  |  | insulated.
pipework
36/1
36 | HEATING, VENTILATION AND AIR-CONDITIONING | [16 empty] | 36
SPECIAL CONDITIONS
Measurement |  |  | SC36.07 | [6 empty] | Where a temporary supply is ordered by the Maintenance Surveyor, the provision of
of temporary |  |  | all articles, labour and accessory materials (nails, screws, rawplugs and similar) necessary
supply | for fixing shall be of temporary nature. For "use and waste" of all materials, such as
cables, fittings, switchgear and accessories, etc., for a period of not exceeding four weeks
from the date of certified completion, 50 per cent of the value of the appropriate "supply
and fix" items after the adjustment of contract percentages will be paid. For a period
exceeding four weeks and not exceeding eight weeks, 55 per cent will be paid and for
each subsequent month a further addition of 5 per cent will be made.
For a period of more than six months, the full rates, as for permanent works will be paid,
and the materials will become the property of the Employer.
No extra payment will be made for the removal of materials in connection with the
temporary supply, but the cost of which shall have been included in the payment as
aforementioned in the first paragraph hereof. The date of certified completion of a
temporary supply shall be the date when the installation is first brought into service.
The date when it ceases to be used shall be the date from which the Maintenance
Surveyor instructs the dismantlement of the installation, or the date when the installation
is no longer in use, whichever is earlier.
Rates | SC36.08 | [8 empty] | The rates for all items shall generally include for : -
generally
(a) | [11 empty] | Colour band and colour identification work.
(b) | [11 empty] | Lettering and engraving for identification, signs, labels in both English and Chinese.
(c) | [11 empty] | Identification plates, signs, notice plates, discs and labels in both English and Chinese.
(d) | [11 empty] | Priming or painting off site and proprietary finishes or surface treatment applied as
part of the production process whether applied before or after fabrication and
assembly.
(e) | [11 empty] | All supports in outdoor environment which shall be hot dip galvanized, unless they are
part of the ex-factory painted proprietary equipment in which case the ex-factory paint
finish may be accepted.
(f) | [11 empty] | All protective and finishing painting work, apart from additional painting work
specifically ordered by the Maintenance Surveyor in writing which shall be measured
separately and paid for at the appropriate rates under Section 15 - Painting of this
Schedule.
(g) | [11 empty] | Any kind of fixing method including provision of screws, nuts, bolts, shims, washers,
spring compensated and seismic restraints and isolated components and the like.
(h) | [11 empty] | Provision of expansion joints in service runs wherever they coincide with structural
expansion joints.
36/2
36 | HEATING, VENTILATION AND AIR-CONDITIONING | [16 empty] | 36
SPECIAL CONDITIONS
Rates | SC36.08 | [8 empty] | (i) |  | Submission of catalogues, technical literature, data, calculations, test certificates and
generally |  |  | (Cont'd) | [6 empty] | approval documentation covering the equipment and materials being supplied.
(Cont'd)
(j) | [11 empty] | Preparing and submitting detail working drawings and combined services drawings
as required and all shop drawings for the fabrication and installation.
(k) | [11 empty] | Attendance, as required, of the manufacturers' representative to assist in the installation
and subsequent testing and commissioning.
(l) | [11 empty] | Testing and commissioning including submission of Testing and Commissioning
Certificates and Records of Tests.
(m) | [11 empty] | Provision of all necessary power, fuel, labour and testing instrument of approved type
for testing and commissioning.
(n) | [11 empty] | Submitting all relevant documentation to Fire Services Department and obtaining
necessary approval.
(o) | [11 empty] | Preparing and submitting operation and maintenance manuals and as-fitted drawings
for items of works including soft copies as required.
(p) | [11 empty] | Provision of schematic diagrams in plastic envelopes including fixing to wall.
(q) | [11 empty] | Provision of manufacturer's guarantee.
(r) | [11 empty] | Attending fault and complaint during the Maintenance Period.
(s) | [11 empty] | Meeting statutory requirements for disposal of waste materials
(t) | [11 empty] | Submission of sample board for all compact sized materials and accessories, and supply
of samples of materials for testing (including testing to destruction).
Rates for |  |  | SC36.09 | [6 empty] | The rates for equipment (e.g. chillers, heat pumps, air handling units, variable refrigerant volume
equipment |  |  | air-conditioning units, fresh air pre-conditioner, split type air-conditioning units, fan coil units,
room coolers, fans, pumps, tanks, heat exchangers and the like) shall further include for : -
(a) | [11 empty] | All necessary assembly, orientation, alignment, levelling, lifting and bolting down
facilities, together with the provision of shims and packing pieces, the clocking of
couplings between drivers and rotating equipment, strainers, instrumentation and the
like.
(b) | [11 empty] | All supporting frames required for proper installation of equipment except the supporting
frames for floor slab structure, reinforcement or other special requirements. When the
equipment supporting beams have to be extended beyond the requirements, or have to be
incorporated into the elevated structure, the extra structural cost of the supporting frames shall
be measured separately and paid for at the appropriate rates under Section 10 Steel and Metal
Work. For major equipment or equipment as requested by the Maintenance Surveyor,
the Contractor shall submit the installation and structural details of the supporting frames
for endorsement by the Maintenance Surveyor before carrying out the installation works.
36/3
36 | HEATING, VENTILATION AND AIR-CONDITIONING | [16 empty] | 36
SPECIAL CONDITIONS
Rates for |  |  | SC36.09 | [6 empty] | (c) |  | Connections including flexible joints between pipework and equipment.
equipment |  |  | (Cont'd)
(Cont'd) |  |  | (d) | [8 empty] | All necessary operational and control accessories (e.g. valves, gauges, mechanical flow meters,
indicating lamps and the like) forming part of the equipment, connection and termination.
(e) | [11 empty] | Condensate drain pipes forming part of the equipment.
(f) | [11 empty] | Final connection and terminations to electrical supply, fire alarm, control, monitoring,
interfacing and water supply including cables, wirings, conduits, trunkings, cable trays,
fuses, control boxes, short lengths of pipework and necessary accessories required for
energizing the equipment to properly operate at specified duties.
(g) | [11 empty] | Anti-vibration mountings for plant, machinery and the like.
(h) | [11 empty] | Anti-vibration materials and sound insulating materials in plant and machinery bases,
so that when the installed equipment is put into operation, the resulting noise and
vibration level at the location within the building and at the building adjacent or nearby
shall not exceed the acceptable limit as promulgated by the latest statutory
requirements of the Environmental Protection Department.
(i) | [11 empty] | Thermal insulation for plant, machinery and the like if required.
(j) | [11 empty] | Direct-on-line or Star-Delta motor starters (if the equipment requires motor starters).
(k) | [11 empty] | Earth/ equipotential bonding.
Rates for ductwork |  |  |  |  | SC36.10 |  |  |  |  | The rates for ductwork (rectangular in section or circular or oval in section) shall further
generally |  |  | include for :-
(a) | [11 empty] | All short lengths, cutting and waste, joints including stiffeners and flanges in the
running length and forming openings for branches.
(b) | [11 empty] | All connections to fittings, equipment and ancillaries including flexible connections and
providing all necessary materials, bolts, nuts, washers, brackets, supports, hangers
and everything necessary for making joints and connections.
(c) | [11 empty] | Alternative method of jointing and fixing as specified (if any).
(d) | [11 empty] | Connections between ductwork of different materials.
(e) | [11 empty] | Spring compensated components of ductwork supports.
(f) | [11 empty] | Ductwork turns, splitter dampers, mid-feathers, air duct cleaning points, access doors
and openings, test holes and covers, flashing plates, companion frames and the like.
(g) | [11 empty] | In-line fittings (e.g. bends, branches, elbows, reducers, tees, air turning vanes and the like).
(h) | [11 empty] | All necessary components for earth continuity as specified.
36/4
36 | HEATING, VENTILATION AND AIR-CONDITIONING | [16 empty] | 36
SPECIAL CONDITIONS
Rates for ductwork |  |  |  |  | SC36.11 |  |  |  |  | The rates for ductwork circular or oval in section shall, in addition to the appropriate sub-clauses of
circular or oval in |  |  |  | Clause SC36.10, include for insulation including working or cutting around supports, small drains, vents
section | or similar obstructions, joints, bends, tees, duct fittings, stiffeners, access doors, ancillaries and the
like, and provision of adhesive, sealing tapes and vapour barriers, and finishing with aluminium foil
or cement plaster and painting or metal cladding as required.
Rates for |  |  | SC36.12 | [6 empty] | The rates for pipework shall further include for : -
pipework
(a) | [11 empty] | All short lengths, cutting and waste, and joints in the running length.
(b) | [11 empty] | All pipework brackets, supports, hangers, guides, anchors and the like and alternative
method of jointing and fixing as specified (if any).
(c) | [11 empty] | All in-line pipework fittings (e.g. bends, elbows, branches, reducers, tees, caps and the
like) including connections, cutting and jointing pipes to fittings.
(d) | [11 empty] | Screwed sockets, tappings, bosses and welding-necks welded to pipes or flanges
including perforating the pipework or flanges.
(e) | [11 empty] | Connections between pipework of different materials and differing grades of same
material.
(f) | [11 empty] | Spring compensated components of pipework supports.
(g) | [11 empty] | Provision of wall plates, ceiling plates, floor plates, high tensile holding down bolts, tapered
washers and the like for casting into the reinforced concrete corbels.
(h) | [11 empty] | Trapping sets.
(i) | [11 empty] | Any flanges, unions or other devices used solely for erection purposes.
(j) | [11 empty] | All jointing including provision of flexible connections and/ or necessary adaptors and
connectors, welding consumable, jointing tapes, flanges, unions, gasket, bolts and nuts
and the like where required.
(k) | [11 empty] | Expansion loops and compensators including connections, cutting and jointing to pipes
and fittings.
(l) | [11 empty] | Provision of all sleeves for casting in or building in where pipes pass through slabs,
walls or beams and caulking between pipe and sleeve where required.
(m) | [11 empty] | Fixing in any position to floors, walls and ceilings and fixing in chases, ducts, false
ceilings and similar positions.
36/5
36 | HEATING, VENTILATION AND AIR-CONDITIONING | [16 empty] | 36
SPECIAL CONDITIONS
Rates for |  |  | SC36.13 | [6 empty] | The rates for in-line pipework equipment (e.g. valves, mechanical flow meters, gauges, strainers
in-line pipework |  |  |  | and the like) shall further include for : -
equipment
(a) | [11 empty] | Cutting and jointing to pipes and fittings.
(b) | [11 empty] | Stripping down repacking glands and preparing spindles, as appropriate, prior to installation.
Rates for |  |  | SC36.14 | [6 empty] | The supervisory panel shall be measured on the basis of complete unit monitoring and controlling
supervisory |  |  | a series of equipment with interaction. Rates for supervisory panel shall further include for all
panel | necessary relays, contactors, circuit protection devices, indicating lamps, push button package
and selector switches and the like for the supervising the operation of the whole series of equipment.
The cable and cable containment to existing equipment or existing panel shall be
measured separately and paid for at the appropriate rates under Sections 28 to 30.
For the avoidance of doubt, every set of pump (i.e. one duty pump and one standby pump),
condenser, condensation unit, air handling unit, package chiller, heat pump, contactor for a group
of fans or fan coil units shall mean one set of equipment. An evaporator and an outdoor condensing
unit of a split unit shall also mean one set of equipment. An actuator for operating a motorized
valve or damper shall also be regarded as one set of equipment. Switches and devices
(e.g. pressure switch, thermostat, humidistat, level switch, sail switch and the like) that provide
contacts for control functions shall not be measured as equipment.
Furthermore, the local control panel which is an integral part of the equipment shall be regarded
as a complete monitoring and controlling unit including all necessary relays, contactors,
circuit protection devices, indicating lamps, push button package and switches and the like
for the efficient operation of the equipment and thus shall not be measured separately.
Rather, the costs of which shall be deemed to have been included in the rates of the concerned
equipment. Only those switches and devices (sensors/ controllers) for additional functions
shall be measured separately and the rates thereof shall include for all necessary control wiring
to the local control panel.
Rates for |  |  | SC36.15 | [6 empty] | The rates for boilers shall further include for : -
boilers
(a) | [11 empty] | All necessary assembly, orientation, alignment, levelling, lifting and bolting down
facilities, together with the provision of shims and packing pieces, strainers,
instrumentation and the like.
(b) | [11 empty] | Supporting frames.
(c) | [11 empty] | Provision of associated components.
(d) | [11 empty] | All necessary operational and control accessories (e.g. heat exchanger, air nozzle,
valves, thermostat, control panels, gauges, pumps, switches and the like), connection
and termination.
36/6
36 | HEATING, VENTILATION AND AIR-CONDITIONING | [16 empty] | 36
SPECIAL CONDITIONS
Rates for |  |  | SC36.15 | [6 empty] | (e) |  | Thermal insulation.
boilers | (Cont'd)
(Cont'd) |  |  | (f) | [8 empty] | Storage tank with copper lining internally and thermal insulation and decoration as
specified externally.
(g) | [11 empty] | Final connection and terminations to electrical supply, fire alarm, control, monitoring,
interfacing, water supply and/or gas supply including cables, wirings, conduits, trunkings,
cable trays, fuses, control boxes, short lengths of pipework and necessary accessories
required for energizing the equipment to properly operate at specified duties.
(h) | [11 empty] | Earth/ equipotential bonding.
Rates for |  |  | SC36.16 | [6 empty] | The rates for "Take down and clear away" or "Take down and set aside for re-use" existing
"Take down |  |  | pipework, ductwork, equipment, boiler and the like shall further include for where applicable : -
and clear away"
or "Take down |  |  | (a) | [8 empty] | All in-line pipework fittings and in-line pipework equipment including brackets, supports,
and set aside |  |  | hangers and the like.
for re-use"
(b) | [11 empty] | Cutting into existing pipework, ductwork and the like in position.
(c) | [11 empty] | Preparing remaining ends to receive joints with new work if required.
(d) | [11 empty] | Plugging off remaining ends with plugs or caps as required.
(e) | [11 empty] | In the case of equipment, boiler and the like, taking down all associated plumbing works
and/ or building services work.
(f) | [11 empty] | Making good all works disturbed.
Rates for |  |  | SC36.17 | [6 empty] | The rates for insulation to ductwork rectangular in section shall further include for : -
insulation to
rectangular |  |  | (a) | [8 empty] | All fixings, adhesive, sealing tapes, vapour barriers and the like.
ductwork
(b) | [11 empty] | Forming laps, welts, cut outs, recesses and the like.
(c) | [11 empty] | Pointing, sealing, trowelling smooth, chamfered and sealed edges and the like.
(d) | [11 empty] | Working around supports, small drains, vents or similar obstructions.
(e) | [11 empty] | Working around ducting fittings, stiffeners, joints, access doors, ancillaries and the like.
(f) | [11 empty] | Forming of angles and all other labour.
(g) | [11 empty] | Finishing with aluminium foils or cement plaster and painting or metal cladding as
required.
36/7
36 | HEATING, VENTILATION AND AIR-CONDITIONING | [16 empty] | 36
SPECIAL CONDITIONS
Rates for |  |  | SC36.18 | [6 empty] | The rates for insulation to pipework shall further include for : -
insulation
to pipework |  |  | (a) | [8 empty] | Cutting into existing insulation to pipework in position.
(b) | [11 empty] | Taking down existing insulation either in whole or in part as required.
(c) | [11 empty] | All preparation work including preparing remaining ends to receive new insulation if
required.
(d) | [11 empty] | All fixings, adhesive, sealing tapes, vapour barriers and the like.
(e) | [11 empty] | Forming laps, welts, cut outs, recesses and the like.
(f) | [11 empty] | Pointing, sealing, trowelling smooth, chamfered and sealed edges and the like.
(g) | [11 empty] | Working around supports, small drains, vents or similar obstructions.
(h) | [11 empty] | Working around in-line fittings, joints and the like.
(i) | [11 empty] | Forming of angles and all other labour.
(j) | [11 empty] | Finishing with aluminium foil or cement plaster or metal cladding and painting as
required.
(k) | [11 empty] | Making good all works disturbed.
Cooling capacity |  |  |  | SC36.19 | [5 empty] | Cooling capacity shall be based on the following criteria except otherwise specified : -
criteria
(i) | [11 empty] | Condenser |  |  |  |  | Condensing air temperature |  |  | 35ºC
(for air-cooled chiller only)
Condensing water entering temperature | [24 empty] | 32ºC
(for water-cooled chiller only)
Condensing water leaving temperature | [24 empty] | 37ºC
(for water-cooled chiller only)
(ii) | [11 empty] | Chiller |  |  | Chilled water return temperature | [7 empty] | 12.5ºC
Chilled water leaving temperature | [22 empty] | 7ºC
(iii) | [11 empty] | Air handling |  |  |  |  | Entering air on evaporator |  | 27ºC DB
equipment | [16 empty] | 21ºC WB
Supply air | [17 empty] | 13ºC DB (Saturated)
(iv) | [11 empty] | PAU |  |  | Entering air |  |  | 33ºC DB
28ºC WB
36/8
36 | HEATING, VENTILATION AND AIR-CONDITIONING | [16 empty] | 36
SPECIAL CONDITIONS
Rates for |  |  | SC36.20 | [6 empty] | The rates for pressure vessels shall further include for : -
pressure
vessels | (a) | [10 empty] | Supply and installation in accordance with the manufacturer's instructions.
(b) | [11 empty] | Providing and fixing all accessories, fittings and the like as recommended by the
manufacturer.
(c) | [11 empty] | Any colour and shape.
(d) | [11 empty] | Providing and fixing with anchor bolts.
(e) | [11 empty] | Cutting mortice, sinking or drilling in concrete, brick, stone or other surfaces as
required.
(f) | [11 empty] | Grouting into new or existing mortice or holes.
(g) | [11 empty] | Making good disturbed surfaces.
(h) | [11 empty] | Masking, protecting and cleaning.
(i) | [11 empty] | Submission of catalogues, technical literature, operation manuals and
manufacturer's guarantee for the approval of the Maintenance Surveyor.
(j) | [11 empty] | Testing and providing test certificates.
(k) | [11 empty] | Providing Statutory Inspection Certificate.
36/9
36 | HEATING, VENTILATION AND AIR-CONDITIONING | [16 empty] | 36
SPECIAL CONDITIONS
Rates for |  |  | SC36.21 | [6 empty] | (a) |  | In order to fulfill the energy efficiency requirements by the Buildings Energy
Buildings |  |  | Efficiency Ordinance, the Contractor is required to appoint a Registered
Energy |  |  | Energy Assessors (REA) at his own cost for the completion and submission
Efficiency |  |  | of the Form of Compliance - Form EE4 to the EMSD for approval including
Ordinance |  |  | but not limited to compilation and certification of the required forms and
worksheets for the electrical installations, lighting installations and air-conditioning
installations, where applicable, including any necessary endorsement fees.
(b) | [11 empty] | The rates as separately scheduled for the Buildings Energy Efficiency Ordinance
submission shall generally include for the preparation of the installation summaries,
worksheets, relevant drawings, drawing lists and other supportive documents by the
Contractor. The Contractor shall further coordinate with the REA and provide the
required information at no extra cost for his submission of the Form of Compliance to
the EMSD as required to fulfill the latest requirements of the Buildings Energy
Efficiency Ordinance.
Rates for |  |  | SC36.22 | [6 empty] | The interfacing control shall be measured on the basis of connections between a set of existing
interfacing |  |  | equipment/panel and network for controlling and/or monitoring equipment, such as central control
control for |  |  | and monitoring system or automatic fire alarm system, etc. permitting information exchange.
monitoring and |  |  | Rates for interfacing control shall further include for all necessary control modules, relays, cables
/or controlling |  |  | and cable containments, and the like for the efficient operation of the whole series of equipment.
of existing
equipment |  |  | For the avoidance of doubt, every set of pump (i.e. one duty pump and one standby pump),
condenser, condensation unit, air handling unit, package chiller, heat pump, contactor for a group
of fans or fan coil units shall mean one set of equipment. An evaporator and an outdoor
condensing unit of a split unit shall also mean one set of equipment. Equipment/panel connecting to
other network/ panel shall also be regarded as one set of equipment. Switches and devices
(e.g. pressure switch, thermostat, humidistat, level switch, sail switch and the like)
that provide contacts for control functions shall not be measured as equipment.
Particular |  |  | SC36.23 | [6 empty] | The Particular Specification for air-conditioning, heating and ventilation can be found in the
Specification |  |  | Contract.
36/10
36 | HEATING, VENTILATION AND AIR-CONDITIONING - PIPEWORK | [18 empty] | 36
Item | Item
REFRIGERANT CIRCUIT | [9 empty] | Take | [14 empty] | Take
Supply | [22 empty] | down |  | down |  | Fix
and | [22 empty] | and |  | and set |  | only
Copper refrigerant pipes without insulation of pipe diameter : - | [14 empty] | fix | [7 empty] | clear |  | aside for
away | [24 empty] | re-use
A | [22 empty] | B |  | C |  | D
Per linear metre |  |  |  |  | $ | [17 empty] | $ |  | $ |  | $
36001 | 9 mm........................................................................................................................................................................................ | [17 empty] | 103.94 |  |  |  | 3.67 |  |  | 3.92 | 58.07 |  |  | 36001
36002 | 15 mm...................................................................................................................................................................................... | [17 empty] | 126.98 |  |  |  | 3.84 |  |  | 4.08 | 66.16 |  |  | 36002
36003 | 18 mm...................................................................................................................................................................................... | [17 empty] | 139.10 |  |  |  | 4.08 |  |  | 4.26 | 70.49 |  |  | 36003
36004 | 22 mm...................................................................................................................................................................................... | [17 empty] | 159.31 |  |  |  | 4.70 |  |  | 4.87 | 74.88 |  |  | 36004
36005 | 28 mm...................................................................................................................................................................................... | [17 empty] | 192.08 |  |  |  | 4.95 |  |  | 5.29 | 84.12 |  |  | 36005
36006 | 35 mm...................................................................................................................................................................................... | [17 empty] | 235.27 |  |  |  | 5.60 |  |  | 5.90 | 90.19 |  |  | 36006
Copper refrigerant pipes c/w polystyrene insulation, cement plaster, painting and
finish of pipe diameter : -
Per linear metre
36007 | 9 mm........................................................................................................................................................................................ | [17 empty] | 198.27 |  |  |  | 6.28 |  |  | 6.82 | 97.19 |  |  | 36007
36008 | 15 mm...................................................................................................................................................................................... | [17 empty] | 238.89 |  |  |  | 6.63 |  |  | 7.17 | 111.20 |  |  | 36008
36009 | 18 mm...................................................................................................................................................................................... | [17 empty] | 261.92 |  |  |  | 6.82 |  |  | 7.34 | 117.48 |  |  | 36009
36010 | 22 mm...................................................................................................................................................................................... | [17 empty] | 292.59 |  |  |  | 7.83 |  |  | 8.51 | 124.85 |  |  | 36010
36011 | 28 mm...................................................................................................................................................................................... | [17 empty] | 346.38 |  |  |  | 8.69 |  |  | 9.06 | 138.46 |  |  | 36011
36012 | 35 mm...................................................................................................................................................................................... | [17 empty] | 404.68 |  |  |  | 9.43 |  |  | 9.96 | 150.00 |  |  | 36012
Copper refrigerant pipes c/w phenolic foam insulation of pipe diameter : -
Per linear metre
36013 | 9 mm........................................................................................................................................................................................ | [17 empty] | 171.00 |  |  |  | 4.52 |  |  | 4.74 | 67.46 |  |  | 36013
36014 | 15 mm...................................................................................................................................................................................... | [17 empty] | 211.54 |  |  |  | 4.74 |  |  | 5.00 | 78.10 |  |  | 36014
36015 | 18 mm...................................................................................................................................................................................... | [17 empty] | 239.64 |  |  |  | 4.74 |  |  | 5.16 | 82.92 |  |  | 36015
36016 | 22 mm...................................................................................................................................................................................... | [17 empty] | 264.47 |  |  |  | 5.60 |  |  | 5.86 | 88.79 |  |  | 36016
36017 | 28 mm...................................................................................................................................................................................... | [17 empty] | 311.31 |  |  |  | 5.97 |  |  | 6.23 | 98.50 |  |  | 36017
36018 | 35 mm...................................................................................................................................................................................... | [17 empty] | 368.85 |  |  |  | 6.60 |  |  | 6.83 | 107.86 |  |  | 36018
36/11
36 | HEATING, VENTILATION AND AIR-CONDITIONING - PIPEWORK | [18 empty] | 36
Item | Item
REFRIGERANT CIRCUIT (CONT'D) | [12 empty] | Take | [11 empty] | Take
Supply | [22 empty] | down |  | down |  | Fix
and | [22 empty] | and |  | and set |  | only
Copper refrigerant pipes c/w phenolic foam insulation, cement plaster, painting and | [17 empty] | fix |  |  |  |  | clear |  | aside for
finish of pipe diameter : - | [7 empty] | away | [16 empty] | re-use
A | [22 empty] | B |  | C |  | D
Per linear metre |  |  |  |  | $ | [17 empty] | $ |  | $ |  | $
36019 | 9 mm........................................................................................................................................................................................ | [17 empty] | 227.84 |  |  |  | 6.28 |  |  | 6.82 | 98.33 |  |  | 36019
36020 | 15 mm...................................................................................................................................................................................... | [17 empty] | 277.42 |  |  |  | 6.63 |  |  | 7.17 | 112.47 |  |  | 36020
36021 | 18 mm...................................................................................................................................................................................... | [17 empty] | 306.48 |  |  |  | 6.82 |  |  | 7.34 | 119.40 |  |  | 36021
36022 | 22 mm...................................................................................................................................................................................... | [17 empty] | 348.36 |  |  |  | 7.83 |  |  | 8.51 | 126.67 |  |  | 36022
36023 | 28 mm...................................................................................................................................................................................... | [17 empty] | 416.46 |  |  |  | 8.69 |  |  | 9.06 | 141.34 |  |  | 36023
36024 | 35 mm...................................................................................................................................................................................... | [17 empty] | 511.92 |  |  |  | 9.43 |  |  | 9.96 | 152.90 |  |  | 36024
Copper refrigerant pipes c/w flexible closed cell elastomeric insulation of pipe diameter : -
Per linear metre
36025 | 9 mm........................................................................................................................................................................................ | [17 empty] | 151.88 |  |  |  | 4.52 |  |  | 4.74 | 66.62 |  |  | 36025
36026 | 15 mm...................................................................................................................................................................................... | [17 empty] | 184.20 |  |  |  | 4.74 |  |  | 5.00 | 77.50 |  |  | 36026
36027 | 18 mm...................................................................................................................................................................................... | [17 empty] | 199.52 |  |  |  | 4.74 |  |  | 5.16 | 82.92 |  |  | 36027
36028 | 22 mm...................................................................................................................................................................................... | [17 empty] | 222.09 |  |  |  | 5.60 |  |  | 5.86 | 89.07 |  |  | 36028
36029 | 28 mm...................................................................................................................................................................................... | [17 empty] | 263.45 |  |  |  | 5.97 |  |  | 6.23 | 98.78 |  |  | 36029
36030 | 35 mm...................................................................................................................................................................................... | [17 empty] | 321.08 |  |  |  | 6.60 |  |  | 6.83 | 106.82 |  |  | 36030
Refrigerant circuit accessories
Refrigerant stop valves for copper refrigerant pipe diameter : -
Each
36031 | 9 mm........................................................................................................................................................................................ | [17 empty] | 115.07 |  |  |  | 18.86 |  |  | 24.60 | 31.05 |  |  | 36031
36032 | 15 mm...................................................................................................................................................................................... | [17 empty] | 192.71 |  |  |  | 21.25 |  |  | 27.75 | 37.76 |  |  | 36032
36033 | 18 mm...................................................................................................................................................................................... | [17 empty] | 256.78 |  |  |  | 21.36 |  |  | 28.50 | 39.56 |  |  | 36033
36034 | 22 mm...................................................................................................................................................................................... | [17 empty] | 334.72 |  |  |  | 21.78 |  |  | 29.01 | 44.83 |  |  | 36034
36035 | 28 mm...................................................................................................................................................................................... | [17 empty] | 369.30 |  |  |  | 22.09 |  |  | 29.53 | 49.23 |  |  | 36035
36036 | 35 mm...................................................................................................................................................................................... | [17 empty] | 529.20 |  |  |  | 22.47 |  |  | 30.39 | 54.56 |  |  | 36036
36/12
36 | HEATING, VENTILATION AND AIR-CONDITIONING - PIPEWORK | [18 empty] | 36
Item | Item
REFRIGERANT CIRCUIT (CONT'D) | [12 empty] | Take | [11 empty] | Take
Supply | [22 empty] | down |  | down |  | Fix
and | [22 empty] | and |  | and set |  | only
Refrigerant solenoid valves for copper refrigerant pipe diameter : - | [16 empty] | fix | [5 empty] | clear |  | aside for
away | [24 empty] | re-use
A | [22 empty] | B |  | C |  | D
Each |  |  | $ | [19 empty] | $ |  | $ |  | $
36037 | 9 mm........................................................................................................................................................................................ | [17 empty] | 449.09 |  |  |  | 19.42 |  |  | 24.75 | 29.34 |  |  | 36037
36038 | 15 mm...................................................................................................................................................................................... | [17 empty] | 533.11 |  |  |  | 22.92 |  |  | 28.02 | 34.30 |  |  | 36038
36039 | 18 mm...................................................................................................................................................................................... | [17 empty] | 782.49 |  |  |  | 23.09 |  |  | 28.64 | 36.69 |  |  | 36039
36040 | 22 mm...................................................................................................................................................................................... | [17 empty] | 1,107.39 |  |  |  | 23.75 |  |  | 29.14 | 39.62 |  |  | 36040
36041 | 28 mm...................................................................................................................................................................................... | [17 empty] | 1,453.71 |  |  |  | 24.24 |  |  | 29.67 | 46.87 |  |  | 36041
36042 | 35 mm...................................................................................................................................................................................... | [17 empty] | 2,124.27 |  |  |  | 24.89 |  |  | 30.55 | 51.04 |  |  | 36042
Cartridge refrigerant filter/dryer for copper refrigerant pipe diameter : -
Each
36043 | 9 mm........................................................................................................................................................................................ | [17 empty] | 104.31 |  |  |  | 20.68 |  |  | 26.37 | 31.31 |  |  | 36043
36044 | 15 mm...................................................................................................................................................................................... | [17 empty] | 142.57 |  |  |  | 24.43 |  |  | 29.82 | 36.60 |  |  | 36044
36045 | 18 mm...................................................................................................................................................................................... | [17 empty] | 265.58 |  |  |  | 24.60 |  |  | 30.53 | 39.16 |  |  | 36045
36046 | 22 mm...................................................................................................................................................................................... | [17 empty] | 378.40 |  |  |  | 25.31 |  |  | 31.05 | 42.28 |  |  | 36046
36047 | 28 mm...................................................................................................................................................................................... | [17 empty] | 851.66 |  |  |  | 25.84 |  |  | 31.63 | 50.00 |  |  | 36047
36048 | 35 mm...................................................................................................................................................................................... | [17 empty] | 1,029.38 |  |  |  | 26.51 |  |  | 32.54 | 54.45 |  |  | 36048
Refrigerant oil separator for copper refrigerant pipe diameter : -
Each
36049 | 9 mm........................................................................................................................................................................................ | [17 empty] | 421.45 |  |  |  | 20.68 |  |  | 26.37 | 33.74 |  |  | 36049
36050 | 15 mm...................................................................................................................................................................................... | [17 empty] | 664.79 |  |  |  | 24.43 |  |  | 29.82 | 39.74 |  |  | 36050
36051 | 18 mm...................................................................................................................................................................................... | [17 empty] | 777.99 |  |  |  | 24.60 |  |  | 30.53 | 42.33 |  |  | 36051
36052 | 22 mm...................................................................................................................................................................................... | [17 empty] | 900.37 |  |  |  | 25.31 |  |  | 31.05 | 45.69 |  |  | 36052
36053 | 28 mm...................................................................................................................................................................................... | [17 empty] | 949.49 |  |  |  | 25.84 |  |  | 31.63 | 52.73 |  |  | 36053
36054 | 35 mm...................................................................................................................................................................................... | [17 empty] | 1,053.35 |  |  |  | 26.51 |  |  | 32.54 | 57.06 |  |  | 36054
36/13
36 | HEATING, VENTILATION AND AIR-CONDITIONING - PIPEWORK | [18 empty] | 36
Item | Item
REFRIGERANT CIRCUIT (CONT'D) | [12 empty] | Take | [11 empty] | Take
Supply | [22 empty] | down |  | down |  | Fix
and | [22 empty] | and |  | and set |  | only
Refrigerant sight glass of copper refrigerant pipe diameter : - | [14 empty] | fix | [7 empty] | clear |  | aside for
away | [24 empty] | re-use
A | [22 empty] | B |  | C |  | D
Each |  |  | $ | [19 empty] | $ |  | $ |  | $
36055 | 9 mm........................................................................................................................................................................................ | [17 empty] | 148.50 |  |  |  | 19.42 |  |  | 24.75 | 31.64 |  |  | 36055
36056 | 15 mm...................................................................................................................................................................................... | [17 empty] | 172.93 |  |  |  | 22.92 |  |  | 28.02 | 37.26 |  |  | 36056
36057 | 18 mm...................................................................................................................................................................................... | [17 empty] | 191.40 |  |  |  | 23.09 |  |  | 28.64 | 39.70 |  |  | 36057
36058 | 22 mm...................................................................................................................................................................................... | [17 empty] | 214.68 |  |  |  | 23.75 |  |  | 29.14 | 42.83 |  |  | 36058
36059 | 28 mm...................................................................................................................................................................................... | [17 empty] | 242.79 |  |  |  | 24.24 |  |  | 29.67 | 49.46 |  |  | 36059
36060 | 35 mm...................................................................................................................................................................................... | [17 empty] | 579.20 |  |  |  | 24.89 |  |  | 30.55 | 52.62 |  |  | 36060
Liquid receiver c/w liquid level gauge, purge valve, pressure relief valve and accessories : -
Each
36061 | 0.02 - 0.03 m³.......................................................................................................................................................................... | [17 empty] | 2,339.12 |  |  |  | 20.01 |  |  | 21.92 | 41.13 |  |  | 36061
36062 | 0.03 - 0.14 m³.......................................................................................................................................................................... | [17 empty] | 2,823.58 |  |  |  | 26.23 |  |  | 28.19 | 54.35 |  |  | 36062
36063 | 0.14 - 0.2 m³............................................................................................................................................................................ | [17 empty] | 3,508.54 |  |  |  | 29.21 |  |  | 31.12 | 59.72 |  |  | 36063
36064 | 0.2 - 0.3 m³.............................................................................................................................................................................. | [17 empty] | 4,168.47 |  |  |  | 32.38 |  |  | 34.25 | 62.55 |  |  | 36064
36065 | 0.3 - 0.52 m³............................................................................................................................................................................ | [17 empty] | 6,210.59 |  |  |  | 35.43 |  |  | 37.34 | 70.67 |  |  | 36065
Gauges c/w stop valve : -
Each
36066 | Refrigerant high pressure gauge............................................................................................................................................. | [17 empty] | 261.10 |  |  |  | 24.13 |  |  | 28.84 | 39.39 |  |  | 36066
36067 | Refrigerant low pressure gauge.............................................................................................................................................. | [17 empty] | 261.10 |  |  |  | 24.13 |  |  | 28.84 | 39.39 |  |  | 36067
Refrigerant : -
Per kg
36068 | Refrigerant (R134a) c/w charging.......................................................................................................................................... | [17 empty] | 61.97 |  |  |  | - |  |  | - | 14.42 |  |  | 36068
36069 | Refrigerant (R407C) c/w charging......................................................................................................................................... | [17 empty] | 191.22 |  |  |  | - |  |  | - | 14.42 |  |  | 36069
36070 | Refrigerant (R410a) c/w charging.......................................................................................................................................... | [17 empty] | 249.16 |  |  |  | - |  |  | - | 14.42 |  |  | 36070
36071 | Lubricating oil c/w charging................................................................................................................................................... | [17 empty] | 197.73 |  |  |  | - |  |  | - | 14.48 |  |  | 36071
36/14
36 | HEATING, VENTILATION AND AIR-CONDITIONING - PIPEWORK | [18 empty] | 36
Item | Item
REFRIGERANT CIRCUIT (CONT'D) | [12 empty] | Take | [11 empty] | Take
Supply | [22 empty] | down |  | down |  | Fix
and | [22 empty] | and |  | and set |  | only
Hi /Lo pressure cut-out : - | [9 empty] | fix | [12 empty] | clear |  | aside for
away | [24 empty] | re-use
A | [22 empty] | B |  | C |  | D
Each |  |  | $ | [19 empty] | $ |  | $ |  | $
36072 | Hi /Lo pressure cut-out c/w manual reset............................................................................................................................... | [17 empty] | 387.01 |  |  |  | 20.17 |  |  | 24.38 | 33.10 |  |  | 36072
Aluminium metal cladding not less than 0.8mm for insulated refrigerant pipe work of diameter : -
Per linear metre
36073 | 9 mm........................................................................................................................................................................................ | [17 empty] | 101.30 |  |  |  | 0.52 |  |  | 0.64 | 8.39 |  |  | 36073
36074 | 15 mm...................................................................................................................................................................................... | [17 empty] | 109.14 |  |  |  | 0.59 |  |  | 0.69 | 9.07 |  |  | 36074
36075 | 18 mm...................................................................................................................................................................................... | [17 empty] | 114.02 |  |  |  | 0.64 |  |  | 0.80 | 9.92 |  |  | 36075
36076 | 22 mm...................................................................................................................................................................................... | [17 empty] | 116.70 |  |  |  | 0.75 |  |  | 0.89 | 10.58 |  |  | 36076
36077 | 28 mm...................................................................................................................................................................................... | [17 empty] | 121.46 |  |  |  | 0.89 |  |  | 1.05 | 11.31 |  |  | 36077
36078 | 35 mm...................................................................................................................................................................................... | [17 empty] | 130.78 |  |  |  | 1.05 |  |  | 1.23 | 12.05 |  |  | 36078
36/15
36 | HEATING, VENTILATION AND AIR-CONDITIONING - PIPEWORK | [18 empty] | 36
Item | Item
VALVE, PIPE WORKS AND ACCESSORIES
Take | [24 empty] | Take
Supply | [22 empty] | down |  | down |  | Fix
Chilled water pipes |  |  |  |  | and | [17 empty] | and |  | and set |  | only
fix | [22 empty] | clear |  | aside for
Chilled water pipework (bare pipe) of pipe diameter: - | [12 empty] | away | [11 empty] | re-use
A | [22 empty] | B |  | C |  | D
Per linear metre |  |  |  |  | $ | [17 empty] | $ |  | $ |  | $
36079 | 25 mm...................................................................................................................................................................................... | [17 empty] | 148.52 |  |  |  | 3.55 |  |  | 3.93 | 49.67 |  |  | 36079
36080 | 32 mm...................................................................................................................................................................................... | [17 empty] | 159.00 |  |  |  | 3.93 |  |  | 4.42 | 52.81 |  |  | 36080
36081 | 40 mm...................................................................................................................................................................................... | [17 empty] | 178.65 |  |  |  | 4.32 |  |  | 4.80 | 56.71 |  |  | 36081
36082 | 50 mm...................................................................................................................................................................................... | [17 empty] | 229.46 |  |  |  | 4.70 |  |  | 5.11 | 65.69 |  |  | 36082
36083 | 65 mm...................................................................................................................................................................................... | [17 empty] | 271.57 |  |  |  | 5.57 |  |  | 6.02 | 75.07 |  |  | 36083
36084 | 80 mm...................................................................................................................................................................................... | [17 empty] | 322.31 |  |  |  | 6.49 |  |  | 6.97 | 84.64 |  |  | 36084
36085 | 100 mm.................................................................................................................................................................................... | [17 empty] | 405.24 |  |  |  | 7.29 |  |  | 7.83 | 96.70 |  |  | 36085
36086 | 125 mm.................................................................................................................................................................................... | [17 empty] | 515.10 |  |  |  | 10.81 |  |  | 11.71 | 112.86 |  |  | 36086
36087 | 150 mm.................................................................................................................................................................................... | [17 empty] | 605.64 |  |  |  | 12.06 |  |  | 13.08 | 128.53 |  |  | 36087
36088 | 200 mm.................................................................................................................................................................................... | [17 empty] | 805.24 |  |  |  | 14.14 |  |  | 15.63 | 156.94 |  |  | 36088
36089 | 250 mm.................................................................................................................................................................................... | [17 empty] | 848.92 |  |  |  | 16.00 |  |  | 17.38 | 186.90 |  |  | 36089
36090 | 300 mm.................................................................................................................................................................................... | [17 empty] | 947.71 |  |  |  | 18.25 |  |  | 20.93 | 223.12 |  |  | 36090
Chilled water pipework c/w 50 mm polystyrene insulation, cement plaster, painting &
finish of pipe diameter : -
Per linear metre
36091 | 20 mm or below...................................................................................................................................................................... | [17 empty] | 193.52 |  |  |  | 5.45 |  |  | 6.28 | 79.99 |  |  | 36091
36092 | 25 mm...................................................................................................................................................................................... | [17 empty] | 216.96 |  |  |  | 6.17 |  |  | 6.85 | 86.87 |  |  | 36092
36093 | 32 mm...................................................................................................................................................................................... | [17 empty] | 235.74 |  |  |  | 6.85 |  |  | 7.71 | 92.52 |  |  | 36093
36094 | 40 mm...................................................................................................................................................................................... | [17 empty] | 258.02 |  |  |  | 7.53 |  |  | 8.39 | 99.36 |  |  | 36094
36095 | 50 mm...................................................................................................................................................................................... | [17 empty] | 306.15 |  |  |  | 8.23 |  |  | 8.95 | 115.10 |  |  | 36095
36096 | 65 mm...................................................................................................................................................................................... | [17 empty] | 357.63 |  |  |  | 9.71 |  |  | 10.51 | 131.63 |  |  | 36096
36097 | 80 mm...................................................................................................................................................................................... | [17 empty] | 415.38 |  |  |  | 11.34 |  |  | 12.17 | 148.36 |  |  | 36097
36098 | 100 mm.................................................................................................................................................................................... | [17 empty] | 509.25 |  |  |  | 12.76 |  |  | 13.71 | 169.97 |  |  | 36098
36099 | 125 mm.................................................................................................................................................................................... | [17 empty] | 602.40 |  |  |  | 16.05 |  |  | 17.38 | 194.02 |  |  | 36099
36100 | 150 mm.................................................................................................................................................................................... | [17 empty] | 732.08 |  |  |  | 20.70 |  |  | 22.59 | 225.21 |  |  | 36100
36/16
36 | HEATING, VENTILATION AND AIR-CONDITIONING - PIPEWORK | [18 empty] | 36
Item | Item
VALVE, PIPE WORKS AND ACCESSORIES (CONT'D)
Take | [24 empty] | Take
Supply | [22 empty] | down |  | down |  | Fix
Chilled water pipes (Cont'd) | [9 empty] | and | [12 empty] | and |  | and set |  | only
fix | [22 empty] | clear |  | aside for
Chilled water pipework c/w 50 mm polystyrene insulation, cement plaster, painting & | [17 empty] | away | [6 empty] | re-use
finish of pipe diameter : - (Cont'd)
A | [22 empty] | B |  | C |  | D
Per linear metre |  |  |  |  | $ | [17 empty] | $ |  | $ |  | $
36101 | 200 mm.................................................................................................................................................................................... | [17 empty] | 855.90 |  |  |  | 22.40 |  |  | 23.43 | 265.18 |  |  | 36101
36102 | 250 mm.................................................................................................................................................................................... | [17 empty] | 1,021.00 |  |  |  | 25.17 |  |  | 26.72 | 325.57 |  |  | 36102
36103 | 300 mm.................................................................................................................................................................................... | [17 empty] | 1,151.31 |  |  |  | 28.85 |  |  | 31.96 | 388.74 |  |  | 36103
Chilled water pipework c/w 50 mm phenolic foam insulation, cement plaster, painting &
finish of pipe diameter : -
Per linear metre
36104 | 20 mm or below...................................................................................................................................................................... | [17 empty] | 321.01 |  |  |  | 5.45 |  |  | 6.28 | 79.99 |  |  | 36104
36105 | 25 mm...................................................................................................................................................................................... | [17 empty] | 371.59 |  |  |  | 6.17 |  |  | 6.85 | 86.87 |  |  | 36105
36106 | 32 mm...................................................................................................................................................................................... | [17 empty] | 415.26 |  |  |  | 6.85 |  |  | 7.71 | 92.52 |  |  | 36106
36107 | 40 mm...................................................................................................................................................................................... | [17 empty] | 451.33 |  |  |  | 7.53 |  |  | 8.39 | 99.36 |  |  | 36107
36108 | 50 mm...................................................................................................................................................................................... | [17 empty] | 539.31 |  |  |  | 8.23 |  |  | 8.95 | 115.10 |  |  | 36108
36109 | 65 mm...................................................................................................................................................................................... | [17 empty] | 639.40 |  |  |  | 9.71 |  |  | 10.51 | 131.63 |  |  | 36109
36110 | 80 mm...................................................................................................................................................................................... | [17 empty] | 726.85 |  |  |  | 11.34 |  |  | 12.17 | 148.36 |  |  | 36110
36111 | 100 mm.................................................................................................................................................................................... | [17 empty] | 886.26 |  |  |  | 12.76 |  |  | 13.71 | 169.97 |  |  | 36111
36112 | 125 mm.................................................................................................................................................................................... | [17 empty] | 1,223.03 |  |  |  | 16.05 |  |  | 17.38 | 194.02 |  |  | 36112
36113 | 150 mm.................................................................................................................................................................................... | [17 empty] | 1,273.01 |  |  |  | 20.70 |  |  | 22.59 | 225.21 |  |  | 36113
36114 | 200 mm.................................................................................................................................................................................... | [17 empty] | 1,734.43 |  |  |  | 22.40 |  |  | 23.43 | 265.18 |  |  | 36114
36115 | 250 mm.................................................................................................................................................................................... | [17 empty] | 2,095.12 |  |  |  | 25.17 |  |  | 26.72 | 325.57 |  |  | 36115
36116 | 300 mm.................................................................................................................................................................................... | [17 empty] | 2,692.99 |  |  |  | 28.85 |  |  | 31.96 | 388.74 |  |  | 36116
36/17
36 | HEATING, VENTILATION AND AIR-CONDITIONING - PIPEWORK | [18 empty] | 36
Item | Item
VALVE, PIPE WORKS AND ACCESSORIES (CONT'D)
Take | [24 empty] | Take
Supply | [22 empty] | down |  | down |  | Fix
Chilled water pipes (Cont'd) | [9 empty] | and | [12 empty] | and |  | and set |  | only
fix | [22 empty] | clear |  | aside for
Chilled water pipework c/w 50 mm phenolic foam insulation of pipe diameter : - | [16 empty] | away | [7 empty] | re-use
A | [22 empty] | B |  | C |  | D
Per linear metre |  |  |  |  | $ | [17 empty] | $ |  | $ |  | $
36117 | 20 mm or below...................................................................................................................................................................... | [17 empty] | 243.39 |  |  |  | 3.39 |  |  | 3.96 | 52.00 |  |  | 36117
36118 | 25 mm...................................................................................................................................................................................... | [17 empty] | 278.05 |  |  |  | 3.84 |  |  | 4.46 | 56.40 |  |  | 36118
36119 | 32 mm...................................................................................................................................................................................... | [17 empty] | 310.60 |  |  |  | 4.34 |  |  | 4.95 | 60.02 |  |  | 36119
36120 | 40 mm...................................................................................................................................................................................... | [17 empty] | 339.85 |  |  |  | 4.84 |  |  | 5.45 | 64.54 |  |  | 36120
36121 | 50 mm...................................................................................................................................................................................... | [17 empty] | 398.63 |  |  |  | 5.33 |  |  | 5.94 | 74.38 |  |  | 36121
36122 | 65 mm...................................................................................................................................................................................... | [17 empty] | 473.98 |  |  |  | 6.17 |  |  | 6.78 | 85.32 |  |  | 36122
36123 | 80 mm...................................................................................................................................................................................... | [17 empty] | 552.13 |  |  |  | 7.20 |  |  | 7.76 | 96.17 |  |  | 36123
36124 | 100 mm.................................................................................................................................................................................... | [17 empty] | 685.06 |  |  |  | 8.15 |  |  | 8.86 | 122.29 |  |  | 36124
36125 | 125 mm.................................................................................................................................................................................... | [17 empty] | 819.27 |  |  |  | 11.61 |  |  | 12.66 | 142.19 |  |  | 36125
36126 | 150 mm.................................................................................................................................................................................... | [17 empty] | 1,013.50 |  |  |  | 13.40 |  |  | 14.38 | 162.56 |  |  | 36126
36127 | 200 mm.................................................................................................................................................................................... | [17 empty] | 1,140.79 |  |  |  | 13.94 |  |  | 15.24 | 186.05 |  |  | 36127
36128 | 250 mm.................................................................................................................................................................................... | [17 empty] | 1,390.48 |  |  |  | 16.50 |  |  | 17.87 | 232.03 |  |  | 36128
36129 | 300 mm.................................................................................................................................................................................... | [17 empty] | 1,618.75 |  |  |  | 18.55 |  |  | 20.18 | 280.39 |  |  | 36129
Chilled water pipework c/w 25 mm flexible closed cell elastomeric insulation, cement
plaster, painting & finish of pipe diameter : -
Per linear metre
36130 | 20 mm or below...................................................................................................................................................................... | [17 empty] | 165.88 |  |  |  | 5.45 |  |  | 6.28 | 79.99 |  |  | 36130
36131 | 25 mm...................................................................................................................................................................................... | [17 empty] | 188.60 |  |  |  | 6.17 |  |  | 6.85 | 86.87 |  |  | 36131
36132 | 32 mm...................................................................................................................................................................................... | [17 empty] | 209.64 |  |  |  | 6.85 |  |  | 7.71 | 92.52 |  |  | 36132
36133 | 40 mm...................................................................................................................................................................................... | [17 empty] | 229.97 |  |  |  | 7.53 |  |  | 8.39 | 99.36 |  |  | 36133
36134 | 50 mm...................................................................................................................................................................................... | [17 empty] | 280.55 |  |  |  | 8.23 |  |  | 8.95 | 115.10 |  |  | 36134
36135 | 65 mm...................................................................................................................................................................................... | [17 empty] | 332.85 |  |  |  | 9.71 |  |  | 10.51 | 131.63 |  |  | 36135
36136 | 80 mm...................................................................................................................................................................................... | [17 empty] | 388.90 |  |  |  | 11.34 |  |  | 12.17 | 148.36 |  |  | 36136
36137 | 100 mm.................................................................................................................................................................................... | [17 empty] | 480.23 |  |  |  | 12.76 |  |  | 13.71 | 169.97 |  |  | 36137
36138 | 150 mm.................................................................................................................................................................................... | [17 empty] | 714.27 |  |  |  | 21.08 |  |  | 22.87 | 225.82 |  |  | 36138
36/18
36 | HEATING, VENTILATION AND AIR-CONDITIONING - PIPEWORK | [18 empty] | 36
Item | Item
VALVE, PIPE WORKS AND ACCESSORIES (CONT'D)
Take | [24 empty] | Take
Supply | [22 empty] | down |  | down |  | Fix
Chilled water pipes (Cont'd) | [9 empty] | and | [12 empty] | and |  | and set |  | only
fix | [22 empty] | clear |  | aside for
Chilled water pipe c/w 20 mm flexible closed cell elastomeric insulation & finish of | [17 empty] | away | [6 empty] | re-use
pipe diameter : -
A | [22 empty] | B |  | C |  | D
Per linear metre |  |  |  |  | $ | [17 empty] | $ |  | $ |  | $
36139 | 25 mm or below...................................................................................................................................................................... | [17 empty] | 153.26 |  |  |  | 5.90 |  |  | 6.54 | 67.75 |  |  | 36139
36140 | 32 mm...................................................................................................................................................................................... | [17 empty] | 171.81 |  |  |  | 6.34 |  |  | 7.08 | 72.17 |  |  | 36140
36141 | 40 mm...................................................................................................................................................................................... | [17 empty] | 187.45 |  |  |  | 7.08 |  |  | 7.78 | 77.12 |  |  | 36141
36142 | 50 mm...................................................................................................................................................................................... | [17 empty] | 216.85 |  |  |  | 8.23 |  |  | 8.95 | 88.82 |  |  | 36142
36143 | 65 mm...................................................................................................................................................................................... | [17 empty] | 256.40 |  |  |  | 9.71 |  |  | 10.51 | 101.80 |  |  | 36143
36144 | 80 mm...................................................................................................................................................................................... | [17 empty] | 304.58 |  |  |  | 11.34 |  |  | 12.17 | 113.44 |  |  | 36144
36145 | 100 mm.................................................................................................................................................................................... | [17 empty] | 377.93 |  |  |  | 12.76 |  |  | 13.71 | 130.87 |  |  | 36145
36146 | 125 mm.................................................................................................................................................................................... | [17 empty] | 467.15 |  |  |  | 16.49 |  |  | 16.72 | 149.71 |  |  | 36146
36147 | 150 mm.................................................................................................................................................................................... | [17 empty] | 565.50 |  |  |  | 21.08 |  |  | 22.87 | 173.51 |  |  | 36147
36148 | 200 mm.................................................................................................................................................................................... | [17 empty] | 739.96 |  |  |  | 29.68 |  |  | 30.27 | 204.28 |  |  | 36148
36149 | 250 mm.................................................................................................................................................................................... | [17 empty] | 894.90 |  |  |  | 40.06 |  |  | 43.36 | 254.95 |  |  | 36149
36150 | 300 mm.................................................................................................................................................................................... | [17 empty] | 1,045.11 |  |  |  | 51.26 |  |  | 56.60 | 343.94 |  |  | 36150
36/19
36 | HEATING, VENTILATION AND AIR-CONDITIONING - PIPEWORK | [18 empty] | 36
Item | Item
VALVE, PIPE WORKS AND ACCESSORIES (CONT'D)
Take | [24 empty] | Take
Supply | [22 empty] | down |  | down |  | Fix
Chilled water pipes (Cont'd) | [9 empty] | and | [12 empty] | and |  | and set |  | only
fix | [22 empty] | clear |  | aside for
Chilled water pipe c/w 25 mm flexible closed cell elastomeric insulation & finish of pipe | [17 empty] | away | [6 empty] | re-use
diameter : -
A | [22 empty] | B |  | C |  | D
Per linear metre |  |  |  |  | $ | [17 empty] | $ |  | $ |  | $
36151 | 20 mm or below...................................................................................................................................................................... | [17 empty] | 138.59 |  |  |  | 3.81 |  |  | 4.26 | 58.15 |  |  | 36151
36152 | 25 mm...................................................................................................................................................................................... | [17 empty] | 156.48 |  |  |  | 4.30 |  |  | 4.78 | 64.02 |  |  | 36152
36153 | 32 mm...................................................................................................................................................................................... | [17 empty] | 181.53 |  |  |  | 4.87 |  |  | 5.33 | 67.59 |  |  | 36153
36154 | 40 mm...................................................................................................................................................................................... | [17 empty] | 211.72 |  |  |  | 5.37 |  |  | 6.02 | 71.91 |  |  | 36154
36155 | 50 mm...................................................................................................................................................................................... | [17 empty] | 247.71 |  |  |  | 5.96 |  |  | 6.69 | 84.37 |  |  | 36155
Chilled water pipe c/w 50 mm flexible closed cell elastomeric insulation & finish of pipe diameter : -
Per linear metre
36156 | 65 mm...................................................................................................................................................................................... | [17 empty] | 342.15 |  |  |  | 5.73 |  |  | 7.78 | 77.86 |  |  | 36156
36157 | 80 mm...................................................................................................................................................................................... | [17 empty] | 398.26 |  |  |  | 6.79 |  |  | 9.03 | 84.64 |  |  | 36157
36158 | 100 mm.................................................................................................................................................................................... | [17 empty] | 481.74 |  |  |  | 8.81 |  |  | 10.25 | 104.50 |  |  | 36158
36159 | 150 mm.................................................................................................................................................................................... | [17 empty] | 623.45 |  |  |  | 13.64 |  |  | 18.13 | 141.17 |  |  | 36159
Chilled water pipe c/w 50 mm flexible closed cell elastomeric insulation, cement plaster,
painting & finish of pipe diameter : -
Per linear metre
36160 | 20 mm or below...................................................................................................................................................................... | [17 empty] | 187.80 |  |  |  | 4.68 |  |  | 5.18 | 70.08 |  |  | 36160
36161 | 25 mm...................................................................................................................................................................................... | [17 empty] | 217.67 |  |  |  | 5.11 |  |  | 5.76 | 76.03 |  |  | 36161
36162 | 32 mm...................................................................................................................................................................................... | [17 empty] | 239.86 |  |  |  | 5.86 |  |  | 6.47 | 81.18 |  |  | 36162
36163 | 40 mm...................................................................................................................................................................................... | [17 empty] | 260.75 |  |  |  | 6.41 |  |  | 7.06 | 87.37 |  |  | 36163
36164 | 50 mm...................................................................................................................................................................................... | [17 empty] | 316.36 |  |  |  | 7.00 |  |  | 7.61 | 100.54 |  |  | 36164
36165 | 65 mm...................................................................................................................................................................................... | [17 empty] | 370.23 |  |  |  | 8.30 |  |  | 8.90 | 113.07 |  |  | 36165
36166 | 80 mm...................................................................................................................................................................................... | [17 empty] | 442.15 |  |  |  | 9.67 |  |  | 10.25 | 125.65 |  |  | 36166
36167 | 100 mm.................................................................................................................................................................................... | [17 empty] | 539.27 |  |  |  | 10.58 |  |  | 11.63 | 145.15 |  |  | 36167
36168 | 150 mm.................................................................................................................................................................................... | [17 empty] | 802.77 |  |  |  | 17.53 |  |  | 19.22 | 198.99 |  |  | 36168
36/20
36 | HEATING, VENTILATION AND AIR-CONDITIONING - PIPEWORK | [18 empty] | 36
Item | Item
VALVE, PIPE WORKS AND ACCESSORIES (CONT'D)
Take | [24 empty] | Take
Supply | [22 empty] | down |  | down |  | Fix
Chilled water pipes (Cont'd) | [9 empty] | and | [12 empty] | and |  | and set |  | only
fix | [22 empty] | clear |  | aside for
Pre-insulated chilled water pipe c/w galvanized iron metal jacket for outdoor conditions : - | [17 empty] | away | [6 empty] | re-use
A | [22 empty] | B |  | C |  | D
Per linear metre |  |  |  |  | $ | [17 empty] | $ |  | $ |  | $
36169 | 25 mm diameter chilled water pipe c/w 50 mm thick insulation .......................................................................................... | [17 empty] | 299.22 |  |  |  | 4.12 |  |  | 4.73 | 61.03 |  |  | 36169
36170 | 32 mm diameter chilled water pipe c/w 50 mm thick insulation .......................................................................................... | [17 empty] | 333.49 |  |  |  | 4.57 |  |  | 5.14 | 66.33 |  |  | 36170
36171 | 40 mm diameter chilled water pipe c/w 50 mm thick insulation .......................................................................................... | [17 empty] | 357.30 |  |  |  | 5.14 |  |  | 5.75 | 70.90 |  |  | 36171
36172 | 50 mm diameter chilled water pipe c/w 65 mm thick insulation .......................................................................................... | [17 empty] | 531.42 |  |  |  | 5.60 |  |  | 6.28 | 75.92 |  |  | 36172
36173 | 65 mm diameter chilled water pipe c/w 65 mm thick insulation .......................................................................................... | [17 empty] | 586.55 |  |  |  | 6.16 |  |  | 6.78 | 87.84 |  |  | 36173
36174 | 80 mm diameter chilled water pipe c/w 65 mm thick insulation .......................................................................................... | [17 empty] | 667.37 |  |  |  | 7.13 |  |  | 7.83 | 100.40 |  |  | 36174
36175 | 100 mm diameter chilled water pipe c/w 65 mm thick insulation ........................................................................................ | [17 empty] | 788.30 |  |  |  | 8.40 |  |  | 9.13 | 112.56 |  |  | 36175
36176 | 125 mm diameter chilled water pipe c/w 65 mm thick insulation ........................................................................................ | [17 empty] | 932.61 |  |  |  | 9.58 |  |  | 10.24 | 129.80 |  |  | 36176
36177 | 150 mm diameter chilled water pipe c/w 75 mm thick insulation ........................................................................................ | [17 empty] | 1,329.85 |  |  |  | 15.75 |  |  | 17.03 | 172.21 |  |  | 36177
36178 | 200 mm diameter chilled water pipe c/w 75 mm thick insulation ........................................................................................ | [17 empty] | 1,671.69 |  |  |  | 23.65 |  |  | 25.44 | 223.03 |  |  | 36178
36179 | 250 mm diameter chilled water pipe c/w 75 mm thick insulation ........................................................................................ | [17 empty] | 2,062.32 |  |  |  | 31.45 |  |  | 34.99 | 280.90 |  |  | 36179
36180 | 300 mm diameter chilled water pipe c/w 75 mm thick insulation ........................................................................................ | [17 empty] | 2,361.19 |  |  |  | 39.28 |  |  | 44.37 | 338.50 |  |  | 36180
Pre-insulated chilled water pipe c/w galvanized iron metal jacket for indoor conditions : -
Per linear metre
36181 | 25 mm diameter chilled water pipe c/w 25 mm thick insulation .......................................................................................... | [17 empty] | 199.84 |  |  |  | 4.12 |  |  | 4.73 | 60.72 |  |  | 36181
36182 | 32 mm diameter chilled water pipe c/w 25 mm thick insulation .......................................................................................... | [17 empty] | 224.81 |  |  |  | 4.57 |  |  | 5.14 | 66.01 |  |  | 36182
36183 | 40 mm diameter chilled water pipe c/w 25 mm thick insulation .......................................................................................... | [17 empty] | 244.47 |  |  |  | 5.14 |  |  | 5.75 | 70.58 |  |  | 36183
36184 | 50 mm diameter chilled water pipe c/w 40 mm thick insulation .......................................................................................... | [17 empty] | 365.50 |  |  |  | 5.60 |  |  | 6.28 | 75.72 |  |  | 36184
36185 | 65 mm diameter chilled water pipe c/w 40 mm thick insulation .......................................................................................... | [17 empty] | 422.39 |  |  |  | 6.16 |  |  | 6.78 | 87.52 |  |  | 36185
36186 | 80 mm diameter chilled water pipe c/w 40 mm thick insulation .......................................................................................... | [17 empty] | 466.22 |  |  |  | 7.13 |  |  | 7.83 | 100.28 |  |  | 36186
36187 | 100 mm diameter chilled water pipe c/w 40 mm thick insulation ........................................................................................ | [17 empty] | 616.91 |  |  |  | 8.40 |  |  | 9.13 | 112.51 |  |  | 36187
36188 | 125 mm diameter chilled water pipe c/w 40 mm thick insulation ........................................................................................ | [17 empty] | 707.40 |  |  |  | 9.58 |  |  | 10.24 | 129.76 |  |  | 36188
36189 | 150 mm diameter chilled water pipe c/w 50 mm thick insulation ........................................................................................ | [17 empty] | 922.77 |  |  |  | 15.75 |  |  | 17.03 | 171.55 |  |  | 36189
36190 | 200 mm diameter chilled water pipe c/w 50 mm thick insulation ........................................................................................ | [17 empty] | 1,153.32 |  |  |  | 23.65 |  |  | 25.44 | 222.99 |  |  | 36190
36191 | 250 mm diameter chilled water pipe c/w 50 mm thick insulation ........................................................................................ | [17 empty] | 1,442.74 |  |  |  | 31.45 |  |  | 34.99 | 280.84 |  |  | 36191
36192 | 300 mm diameter chilled water pipe c/w 50 mm thick insulation ........................................................................................ | [17 empty] | 1,728.00 |  |  |  | 39.28 |  |  | 44.37 | 337.51 |  |  | 36192
36/21
36 | HEATING, VENTILATION AND AIR-CONDITIONING - PIPEWORK | [18 empty] | 36
Item | Item
VALVE, PIPE WORKS AND ACCESSORIES (CONT'D)
Take | [24 empty] | Take
Supply | [22 empty] | down |  | down |  | Fix
Condensate drain |  |  |  |  | and | [17 empty] | and |  | and set |  | only
fix | [22 empty] | clear |  | aside for
GI drain pipe c/w 50 mm phenolic foam insulation, cement plaster, painting & finish of | [17 empty] | away | [6 empty] | re-use
pipe diameter : -
A | [22 empty] | B |  | C |  | D
Per linear metre |  |  |  |  | $ | [17 empty] | $ |  | $ |  | $
36193 | 20 mm or below...................................................................................................................................................................... | [17 empty] | 330.95 |  |  |  | 5.45 |  |  | 6.28 | 79.99 |  |  | 36193
36194 | 25 mm...................................................................................................................................................................................... | [17 empty] | 386.60 |  |  |  | 6.17 |  |  | 6.85 | 86.87 |  |  | 36194
36195 | 32 mm...................................................................................................................................................................................... | [17 empty] | 433.06 |  |  |  | 6.85 |  |  | 7.71 | 92.52 |  |  | 36195
36196 | 40 mm...................................................................................................................................................................................... | [17 empty] | 465.48 |  |  |  | 7.53 |  |  | 8.39 | 99.36 |  |  | 36196
36197 | 50 mm...................................................................................................................................................................................... | [17 empty] | 564.78 |  |  |  | 8.23 |  |  | 8.95 | 115.10 |  |  | 36197
36198 | 65 mm...................................................................................................................................................................................... | [17 empty] | 673.91 |  |  |  | 9.71 |  |  | 10.51 | 131.63 |  |  | 36198
36199 | 80 mm...................................................................................................................................................................................... | [17 empty] | 782.19 |  |  |  | 11.34 |  |  | 12.17 | 148.36 |  |  | 36199
GI drain pipe c/w 50 mm polystyrene insulation, cement plaster, painting & finish of
pipe diameter : -
Per linear metre
36200 | 20 mm or below...................................................................................................................................................................... | [17 empty] | 202.76 |  |  |  | 5.45 |  |  | 6.28 | 79.99 |  |  | 36200
36201 | 25 mm...................................................................................................................................................................................... | [17 empty] | 235.77 |  |  |  | 6.17 |  |  | 6.85 | 86.87 |  |  | 36201
36202 | 32 mm...................................................................................................................................................................................... | [17 empty] | 262.63 |  |  |  | 6.85 |  |  | 7.71 | 92.52 |  |  | 36202
36203 | 40 mm...................................................................................................................................................................................... | [17 empty] | 281.85 |  |  |  | 7.53 |  |  | 8.39 | 99.36 |  |  | 36203
36204 | 50 mm...................................................................................................................................................................................... | [17 empty] | 343.82 |  |  |  | 8.23 |  |  | 8.95 | 115.10 |  |  | 36204
36205 | 65 mm...................................................................................................................................................................................... | [17 empty] | 401.91 |  |  |  | 9.71 |  |  | 10.51 | 131.63 |  |  | 36205
36206 | 80 mm...................................................................................................................................................................................... | [17 empty] | 474.04 |  |  |  | 11.34 |  |  | 12.17 | 148.36 |  |  | 36206
GI drain pipe c/w 20 mm flexible closed cell elastomeric insulation and finish of pipe diameter : -
Per linear metre
36207 | 20 mm or below...................................................................................................................................................................... | [17 empty] | 172.56 |  |  |  | 5.45 |  |  | 6.28 | 79.99 |  |  | 36207
36208 | 25 mm...................................................................................................................................................................................... | [17 empty] | 207.01 |  |  |  | 6.17 |  |  | 6.85 | 86.87 |  |  | 36208
36209 | 32 mm...................................................................................................................................................................................... | [17 empty] | 234.84 |  |  |  | 6.85 |  |  | 7.71 | 92.52 |  |  | 36209
36210 | 40 mm...................................................................................................................................................................................... | [17 empty] | 253.37 |  |  |  | 7.53 |  |  | 8.39 | 99.36 |  |  | 36210
36211 | 50 mm...................................................................................................................................................................................... | [17 empty] | 314.90 |  |  |  | 8.23 |  |  | 8.95 | 115.10 |  |  | 36211
36/22
36 | HEATING, VENTILATION AND AIR-CONDITIONING - PIPEWORK | [18 empty] | 36
Item | Item
VALVE, PIPE WORKS AND ACCESSORIES (CONT'D)
Take | [24 empty] | Take
Supply | [22 empty] | down |  | down |  | Fix
Condensate drain (Cont'd) | [9 empty] | and | [12 empty] | and |  | and set |  | only
fix | [22 empty] | clear |  | aside for
PVC drain pipe c/w 20 mm flexible closed cell elastomeric insulation and finish of pipe | [17 empty] | away | [6 empty] | re-use
diameter :-
A | [22 empty] | B |  | C |  | D
Per linear metre |  |  |  |  | $ | [17 empty] | $ |  | $ |  | $
36212 | 20 mm or below...................................................................................................................................................................... | [17 empty] | 152.94 |  |  |  | 5.57 |  |  | 6.42 | 82.02 |  |  | 36212
36213 | 25 mm...................................................................................................................................................................................... | [17 empty] | 168.65 |  |  |  | 6.31 |  |  | 7.01 | 89.08 |  |  | 36213
36214 | 32 mm...................................................................................................................................................................................... | [17 empty] | 184.21 |  |  |  | 7.01 |  |  | 7.87 | 94.94 |  |  | 36214
PVC flexible drain pipe of pipe diameter : -
Per linear metre
36215 | 20 mm or below...................................................................................................................................................................... | [17 empty] | 30.80 |  |  |  | 4.20 |  |  | 4.59 | 20.73 |  |  | 36215
36216 | 25 mm...................................................................................................................................................................................... | [17 empty] | 43.43 |  |  |  | 5.57 |  |  | 6.08 | 29.07 |  |  | 36216
36217 | 32 mm...................................................................................................................................................................................... | [17 empty] | 48.46 |  |  |  | 6.31 |  |  | 6.67 | 32.16 |  |  | 36217
GI drain pan c/w insulation of size : -
Each
36218 | Up to 0.55 m².......................................................................................................................................................................... | [17 empty] | 310.88 |  |  |  | 6.33 |  |  | 6.67 | 45.89 |  |  | 36218
36219 | 0.55 - 0.73 m².......................................................................................................................................................................... | [17 empty] | 393.49 |  |  |  | 13.55 |  |  | 19.56 | 68.82 |  |  | 36219
36220 | 0.73 - 0.9 m²............................................................................................................................................................................ | [17 empty] | 497.24 |  |  |  | 29.05 |  |  | 35.23 | 91.33 |  |  | 36220
36/23
36 | HEATING, VENTILATION AND AIR-CONDITIONING - PIPEWORK | [18 empty] | 36
Item | Item
VALVE, PIPE WORKS AND ACCESSORIES (CONT'D)
Take | [24 empty] | Take
Supply | [22 empty] | down |  | down |  | Fix
Condensate drain (Cont'd) | [9 empty] | and | [12 empty] | and |  | and set |  | only
fix | [22 empty] | clear |  | aside for
GI drain pan of size : - | [5 empty] | away | [18 empty] | re-use
A | [22 empty] | B |  | C |  | D
Each |  |  | $ | [19 empty] | $ |  | $ |  | $
36221 | Up to 0.55 m².......................................................................................................................................................................... | [17 empty] | 182.94 |  |  |  | 5.09 |  |  | 5.11 | 41.69 |  |  | 36221
36222 | 0.55 - 0.73 m².......................................................................................................................................................................... | [17 empty] | 221.87 |  |  |  | 10.66 |  |  | 15.92 | 59.05 |  |  | 36222
36223 | 0.73 - 0.9 m²............................................................................................................................................................................ | [17 empty] | 269.45 |  |  |  | 25.37 |  |  | 30.60 | 78.89 |  |  | 36223
Stainless steel drain pan c/w insulation of size : -
Each
36224 | Up to 0.55 m².......................................................................................................................................................................... | [17 empty] | 377.23 |  |  |  | 6.33 |  |  | 6.67 | 45.89 |  |  | 36224
36225 | 0.55 - 0.73 m².......................................................................................................................................................................... | [17 empty] | 501.37 |  |  |  | 13.55 |  |  | 19.56 | 68.82 |  |  | 36225
36226 | 0.73 - 0.9 m²............................................................................................................................................................................ | [17 empty] | 654.01 |  |  |  | 29.05 |  |  | 35.23 | 91.33 |  |  | 36226
Stainless steel drain pan of size : -
Each
36227 | Up to 0.55 m².......................................................................................................................................................................... | [17 empty] | 245.09 |  |  |  | 5.09 |  |  | 5.11 | 41.69 |  |  | 36227
36228 | 0.55 - 0.73 m².......................................................................................................................................................................... | [17 empty] | 319.98 |  |  |  | 10.66 |  |  | 15.92 | 59.05 |  |  | 36228
36229 | 0.73 - 0.9 m²............................................................................................................................................................................ | [17 empty] | 413.78 |  |  |  | 25.37 |  |  | 30.60 | 78.89 |  |  | 36229
uPVC pipework of diameter : -
Per linear metre
36230 | 25 mm or below...................................................................................................................................................................... | [17 empty] | 78.53 |  |  |  | 3.68 |  |  | 4.32 | 28.00 |  | 36230
36231 | 32 mm...................................................................................................................................................................................... | [17 empty] | 93.03 |  |  |  | 4.17 |  |  | 4.77 | 29.46 |  | 36231
36232 | 40 mm...................................................................................................................................................................................... | [17 empty] | 120.00 |  |  |  | 4.59 |  |  | 5.27 | 31.53 |  | 36232
36233 | 50 mm...................................................................................................................................................................................... | [17 empty] | 153.72 |  |  |  | 5.11 |  |  | 5.70 | 36.26 |  | 36233
36/24
36 | HEATING, VENTILATION AND AIR-CONDITIONING - PIPEWORK | [18 empty] | 36
Item | Item
VALVE, PIPE WORKS AND ACCESSORIES (CONT'D)
Take | [24 empty] | Take
Supply | [22 empty] | down |  | down |  | Fix
Condensate drain (Cont'd) | [9 empty] | and | [12 empty] | and |  | and set |  | only
fix | [22 empty] | clear |  | aside for
uPVC pipework of diameter : - (Cont'd) | [9 empty] | away | [14 empty] | re-use
A | [22 empty] | B |  | C |  | D
Per linear metre |  |  |  |  | $ | [17 empty] | $ |  | $ |  | $
36234 | 65 mm...................................................................................................................................................................................... | [17 empty] | 205.63 |  |  |  | 5.87 |  |  | 6.55 | 41.32 |  | 36234
36235 | 80 mm...................................................................................................................................................................................... | [17 empty] | 271.86 |  |  |  | 6.92 |  |  | 7.59 | 46.70 |  | 36235
36236 | 100 mm.................................................................................................................................................................................... | [17 empty] | 304.51 |  |  |  | 7.81 |  |  | 8.66 | 59.95 |  | 36236
36237 | 150 mm.................................................................................................................................................................................... | [17 empty] | 443.30 |  |  |  | 12.89 |  |  | 14.09 | 79.72 |  | 36237
Chilled water valves
Chilled water gate valves : -
Each
36238 | 20 mm or below...................................................................................................................................................................... | [17 empty] | 155.52 |  |  |  | 19.78 |  |  | 24.86 | 31.33 |  | 36238
36239 | 25 mm...................................................................................................................................................................................... | [17 empty] | 196.31 |  |  |  | 20.16 |  |  | 25.41 | 34.08 |  | 36239
36240 | 32 mm...................................................................................................................................................................................... | [17 empty] | 269.71 |  |  |  | 20.51 |  |  | 25.75 | 36.65 |  | 36240
36241 | 40 mm...................................................................................................................................................................................... | [17 empty] | 342.61 |  |  |  | 21.19 |  |  | 26.38 | 39.34 |  | 36241
36242 | 50 mm...................................................................................................................................................................................... | [17 empty] | 557.52 |  |  |  | 22.24 |  |  | 27.24 | 41.98 |  | 36242
36243 | 65 mm...................................................................................................................................................................................... | [17 empty] | 1,110.48 |  |  |  | 23.46 |  |  | 28.48 | 44.63 |  | 36243
36244 | 80 mm...................................................................................................................................................................................... | [17 empty] | 1,297.14 |  |  |  | 24.69 |  |  | 30.04 | 46.80 |  | 36244
36245 | 100 mm.................................................................................................................................................................................... | [17 empty] | 1,558.19 |  |  |  | 28.44 |  |  | 34.00 | 52.68 |  | 36245
36246 | 150 mm.................................................................................................................................................................................... | [17 empty] | 2,772.29 |  |  |  | 37.64 |  |  | 44.34 | 68.05 |  | 36246
Chilled water check valves : -
Each
36247 | 20 mm or below...................................................................................................................................................................... | [17 empty] | 245.57 |  |  |  | 19.78 |  |  | 24.86 | 31.33 |  | 36247
36248 | 25 mm...................................................................................................................................................................................... | [17 empty] | 270.19 |  |  |  | 20.16 |  |  | 25.41 | 34.08 |  | 36248
36249 | 32 mm...................................................................................................................................................................................... | [17 empty] | 317.34 |  |  |  | 20.51 |  |  | 25.75 | 36.65 |  | 36249
36250 | 40 mm...................................................................................................................................................................................... | [17 empty] | 401.85 |  |  |  | 21.19 |  |  | 26.38 | 39.34 |  | 36250
36251 | 50 mm...................................................................................................................................................................................... | [17 empty] | 527.20 |  |  |  | 22.24 |  |  | 27.24 | 41.98 |  | 36251
36/25
36 | HEATING, VENTILATION AND AIR-CONDITIONING - PIPEWORK | [18 empty] | 36
Item | Item
VALVE, PIPE WORKS AND ACCESSORIES (CONT'D)
Take | [24 empty] | Take
Supply | [22 empty] | down |  | down |  | Fix
Chilled water valves (Cont'd) | [9 empty] | and | [12 empty] | and |  | and set |  | only
fix | [22 empty] | clear |  | aside for
Chilled water check valves : - (Cont'd) | [9 empty] | away | [14 empty] | re-use
A | [22 empty] | B |  | C |  | D
Each |  |  | $ | [19 empty] | $ |  | $ |  | $
36252 | 65 mm...................................................................................................................................................................................... | [17 empty] | 567.71 |  |  |  | 23.46 |  |  | 28.48 | 44.63 |  | 36252
36253 | 80 mm...................................................................................................................................................................................... | [17 empty] | 685.51 |  |  |  | 24.69 |  |  | 30.04 | 46.80 |  | 36253
36254 | 100 mm.................................................................................................................................................................................... | [17 empty] | 1,127.46 |  |  |  | 28.44 |  |  | 34.00 | 52.68 |  | 36254
36255 | 150 mm.................................................................................................................................................................................... | [17 empty] | 1,876.21 |  |  |  | 37.64 |  |  | 44.34 | 68.05 |  | 36255
Chilled water globe valves : -
Each
36256 | 20 mm or below...................................................................................................................................................................... | [17 empty] | 325.95 |  |  |  | 19.78 |  |  | 24.86 | 31.33 |  | 36256
36257 | 25 mm...................................................................................................................................................................................... | [17 empty] | 387.03 |  |  |  | 20.16 |  |  | 25.41 | 34.08 |  | 36257
36258 | 32 mm...................................................................................................................................................................................... | [17 empty] | 397.05 |  |  |  | 20.51 |  |  | 25.75 | 36.65 |  | 36258
36259 | 40 mm...................................................................................................................................................................................... | [17 empty] | 520.39 |  |  |  | 21.19 |  |  | 26.38 | 39.34 |  | 36259
36260 | 50 mm...................................................................................................................................................................................... | [17 empty] | 753.93 |  |  |  | 22.24 |  |  | 27.24 | 41.98 |  | 36260
36261 | 65 mm...................................................................................................................................................................................... | [17 empty] | 912.94 |  |  |  | 23.46 |  |  | 28.48 | 44.63 |  | 36261
36262 | 80 mm...................................................................................................................................................................................... | [17 empty] | 1,181.61 |  |  |  | 24.69 |  |  | 30.04 | 46.80 |  | 36262
36263 | 100 mm.................................................................................................................................................................................... | [17 empty] | 1,559.88 |  |  |  | 28.44 |  |  | 34.00 | 52.68 |  | 36263
36264 | 150 mm.................................................................................................................................................................................... | [17 empty] | 2,808.91 |  |  |  | 37.64 |  |  | 44.34 | 68.05 |  | 36264
Pressure reducing valve : -
Each
36265 | 15 mm or below...................................................................................................................................................................... | [17 empty] | 492.70 |  |  |  | 15.55 |  |  | 19.42 | 22.74 |  | 36265
36266 | 20 mm...................................................................................................................................................................................... | [17 empty] | 611.20 |  |  |  | 16.07 |  |  | 19.89 | 26.15 |  | 36266
36267 | 25 mm...................................................................................................................................................................................... | [17 empty] | 715.84 |  |  |  | 16.51 |  |  | 20.42 | 27.95 |  | 36267
36268 | 32 mm...................................................................................................................................................................................... | [17 empty] | 886.75 |  |  |  | 16.94 |  |  | 20.82 | 30.55 |  | 36268
36269 | 40 mm...................................................................................................................................................................................... | [17 empty] | 1,048.25 |  |  |  | 17.25 |  |  | 21.29 | 33.10 |  | 36269
36/26
36 | HEATING, VENTILATION AND AIR-CONDITIONING - PIPEWORK | [18 empty] | 36
Item | Item
VALVE, PIPE WORKS AND ACCESSORIES (CONT'D)
Take | [24 empty] | Take
Supply | [22 empty] | down |  | down |  | Fix
Chilled water valves (Cont'd) | [9 empty] | and | [12 empty] | and |  | and set |  | only
fix | [22 empty] | clear |  | aside for
Balancing valve : - |  |  |  |  | away | [19 empty] | re-use
A | [22 empty] | B |  | C |  | D
Each |  |  | $ | [19 empty] | $ |  | $ |  | $
36270 | 20 mm or below...................................................................................................................................................................... | [17 empty] | 373.45 |  |  |  | 14.81 |  |  | 18.79 | 25.98 |  | 36270
36271 | 25 mm ..................................................................................................................................................................................... | [17 empty] | 400.54 |  |  |  | 16.28 |  |  | 20.03 | 28.22 |  | 36271
36272 | 32 mm...................................................................................................................................................................................... | [17 empty] | 430.42 |  |  |  | 16.69 |  |  | 20.42 | 31.13 |  | 36272
36273 | 40 mm...................................................................................................................................................................................... | [17 empty] | 515.22 |  |  |  | 17.35 |  |  | 21.01 | 32.98 |  | 36273
36274 | 50 mm...................................................................................................................................................................................... | [17 empty] | 1,081.79 |  |  |  | 17.71 |  |  | 21.79 | 35.17 |  | 36274
36275 | 65 mm...................................................................................................................................................................................... | [17 empty] | 1,696.18 |  |  |  | 18.91 |  |  | 22.70 | 37.52 |  | 36275
36276 | 80 mm...................................................................................................................................................................................... | [17 empty] | 3,023.74 |  |  |  | 20.01 |  |  | 24.05 | 39.28 |  | 36276
36277 | 100 mm.................................................................................................................................................................................... | [17 empty] | 4,700.67 |  |  |  | 23.17 |  |  | 26.78 | 44.23 |  | 36277
36278 | 150 mm.................................................................................................................................................................................... | [17 empty] | 7,053.38 |  |  |  | 31.58 |  |  | 46.42 | 71.14 |  | 36278
Chilled water valves c/w 50 mm phenolic foam insulation
Chilled water gate valves c/w filled galvanized steel split boxes : -
Each
36279 | n.e. 20 mm .............................................................................................................................................................................. | [17 empty] | 202.32 |  |  |  | 25.08 |  |  | 30.72 | 37.26 |  | 36279
36280 | 25 mm...................................................................................................................................................................................... | [17 empty] | 243.96 |  |  |  | 25.50 |  |  | 31.45 | 40.78 |  | 36280
36281 | 32 mm...................................................................................................................................................................................... | [17 empty] | 317.95 |  |  |  | 25.92 |  |  | 31.90 | 43.85 |  | 36281
36282 | 40 mm...................................................................................................................................................................................... | [17 empty] | 391.93 |  |  |  | 26.51 |  |  | 32.33 | 47.31 |  | 36282
36283 | 50 mm...................................................................................................................................................................................... | [17 empty] | 609.90 |  |  |  | 27.63 |  |  | 33.39 | 50.51 |  | 36283
36284 | 65 mm...................................................................................................................................................................................... | [17 empty] | 1,170.62 |  |  |  | 29.18 |  |  | 34.40 | 53.80 |  | 36284
36285 | 80 mm...................................................................................................................................................................................... | [17 empty] | 1,359.92 |  |  |  | 30.71 |  |  | 36.59 | 57.10 |  | 36285
36286 | 100 mm.................................................................................................................................................................................... | [17 empty] | 1,623.93 |  |  |  | 32.42 |  |  | 38.23 | 59.21 |  | 36286
36287 | 150 mm.................................................................................................................................................................................... | [17 empty] | 2,853.69 |  |  |  | 41.12 |  |  | 47.04 | 72.16 |  | 36287
36/27
36 | HEATING, VENTILATION AND AIR-CONDITIONING - PIPEWORK | [18 empty] | 36
Item | Item
VALVE, PIPE WORKS AND ACCESSORIES (CONT'D)
Take | [24 empty] | Take
Supply | [22 empty] | down |  | down |  | Fix
Chilled water valves c/w 50 mm phenolic foam insulation (Cont'd) | [16 empty] | and | [5 empty] | and |  | and set |  | only
fix | [22 empty] | clear |  | aside for
Chilled water check valves c/w filled galvanized steel split boxes : - | [16 empty] | away | [7 empty] | re-use
A | [22 empty] | B |  | C |  | D
Each |  |  | $ | [19 empty] | $ |  | $ |  | $
36288 | n.e. 20 mm .............................................................................................................................................................................. | [17 empty] | 295.49 |  |  |  | 25.08 |  |  | 30.72 | 37.26 |  | 36288
36289 | 25 mm...................................................................................................................................................................................... | [17 empty] | 319.88 |  |  |  | 25.50 |  |  | 31.45 | 40.78 |  | 36289
36290 | 32 mm...................................................................................................................................................................................... | [17 empty] | 367.05 |  |  |  | 25.92 |  |  | 31.90 | 43.85 |  | 36290
36291 | 40 mm...................................................................................................................................................................................... | [17 empty] | 452.44 |  |  |  | 26.51 |  |  | 32.33 | 47.31 |  | 36291
36292 | 50 mm...................................................................................................................................................................................... | [17 empty] | 578.99 |  |  |  | 27.63 |  |  | 33.39 | 50.51 |  | 36292
36293 | 65 mm...................................................................................................................................................................................... | [17 empty] | 620.34 |  |  |  | 29.18 |  |  | 34.40 | 53.80 |  | 36293
36294 | 80 mm...................................................................................................................................................................................... | [17 empty] | 739.90 |  |  |  | 30.71 |  |  | 36.59 | 57.10 |  | 36294
36295 | 100 mm.................................................................................................................................................................................... | [17 empty] | 1,188.18 |  |  |  | 32.42 |  |  | 38.23 | 59.21 |  | 36295
36296 | 150 mm.................................................................................................................................................................................... | [17 empty] | 1,946.62 |  |  |  | 41.12 |  |  | 47.04 | 72.16 |  | 36296
Chilled water globe valves c/w filled galvanized steel split boxes : -
Each
36297 | n.e. 20 mm .............................................................................................................................................................................. | [17 empty] | 378.17 |  |  |  | 25.08 |  |  | 30.72 | 37.26 |  | 36297
36298 | 25 mm...................................................................................................................................................................................... | [17 empty] | 436.60 |  |  |  | 25.50 |  |  | 31.45 | 40.78 |  | 36298
36299 | 32 mm...................................................................................................................................................................................... | [17 empty] | 447.13 |  |  |  | 25.92 |  |  | 31.90 | 43.85 |  | 36299
36300 | 40 mm...................................................................................................................................................................................... | [17 empty] | 572.19 |  |  |  | 26.51 |  |  | 32.33 | 47.31 |  | 36300
36301 | 50 mm...................................................................................................................................................................................... | [17 empty] | 809.23 |  |  |  | 27.63 |  |  | 33.39 | 50.51 |  | 36301
36302 | 65 mm...................................................................................................................................................................................... | [17 empty] | 970.43 |  |  |  | 29.18 |  |  | 34.40 | 53.80 |  | 36302
36303 | 80 mm...................................................................................................................................................................................... | [17 empty] | 1,243.10 |  |  |  | 30.71 |  |  | 36.59 | 57.10 |  | 36303
36304 | 100 mm.................................................................................................................................................................................... | [17 empty] | 1,626.20 |  |  |  | 32.42 |  |  | 38.23 | 59.21 |  | 36304
36305 | 150 mm.................................................................................................................................................................................... | [17 empty] | 2,893.30 |  |  |  | 41.12 |  |  | 47.04 | 72.16 |  | 36305
36/28
36 | HEATING, VENTILATION AND AIR-CONDITIONING - PIPEWORK | [18 empty] | 36
Item | Item
VALVE, PIPE WORKS AND ACCESSORIES (CONT'D)
Take | [24 empty] | Take
Supply | [22 empty] | down |  | down |  | Fix
Chilled water valves c/w 50 mm phenolic foam insulation (Cont'd) | [16 empty] | and | [5 empty] | and |  | and set |  | only
fix | [22 empty] | clear |  | aside for
Chilled water 3 way modulating control valve c/w electric motors couplings, unions, | [17 empty] | away | [6 empty] | re-use
adapters and filled galvanized steel split box : -
A | [22 empty] | B |  | C |  | D
Each |  |  | $ | [19 empty] | $ |  | $ |  | $
36306 | n.e. 20 mm .............................................................................................................................................................................. | [17 empty] | 442.42 |  |  |  | 20.07 |  |  | 24.50 | 31.79 |  | 36306
36307 | 25 mm...................................................................................................................................................................................... | [17 empty] | 558.53 |  |  |  | 20.64 |  |  | 25.23 | 34.48 |  | 36307
36308 | 32 mm...................................................................................................................................................................................... | [17 empty] | 984.79 |  |  |  | 31.49 |  |  | 38.59 | 53.21 |  | 36308
36309 | 40 mm...................................................................................................................................................................................... | [17 empty] | 1,609.41 |  |  |  | 32.07 |  |  | 39.17 | 57.43 |  | 36309
36310 | 50 mm...................................................................................................................................................................................... | [17 empty] | 2,104.68 |  |  |  | 33.35 |  |  | 40.56 | 61.54 |  | 36310
36311 | 65 mm...................................................................................................................................................................................... | [17 empty] | 4,708.48 |  |  |  | 34.10 |  |  | 41.90 | 64.32 |  | 36311
36312 | 80 mm...................................................................................................................................................................................... | [17 empty] | 6,812.01 |  |  |  | 37.47 |  |  | 44.63 | 69.81 |  | 36312
36313 | 100 mm.................................................................................................................................................................................... | [17 empty] | 9,608.06 |  |  |  | 39.55 |  |  | 46.70 | 72.75 |  | 36313
36314 | 150 mm.................................................................................................................................................................................... | [17 empty] | 12,883.04 |  |  |  | 41.07 |  |  | 49.72 | 78.42 |  | 36314
Chilled water 3 way, 2 position electric control valve c/w motor, couplings, unions,
adapters and filled galvanized steel split boxes : -
Each
36315 | n.e. 20 mm .............................................................................................................................................................................. | [17 empty] | 391.49 |  |  |  | 20.07 |  |  | 24.50 | 31.79 |  | 36315
36316 | 25 mm...................................................................................................................................................................................... | [17 empty] | 505.51 |  |  |  | 20.64 |  |  | 25.23 | 34.48 |  | 36316
36317 | 32 mm...................................................................................................................................................................................... | [17 empty] | 804.84 |  |  |  | 31.49 |  |  | 38.59 | 53.21 |  | 36317
36318 | 40 mm...................................................................................................................................................................................... | [17 empty] | 1,193.14 |  |  |  | 32.07 |  |  | 39.17 | 57.43 |  | 36318
36319 | 50 mm...................................................................................................................................................................................... | [17 empty] | 1,703.19 |  |  |  | 33.35 |  |  | 40.56 | 61.54 |  | 36319
36320 | 65 mm...................................................................................................................................................................................... | [17 empty] | 3,791.39 |  |  |  | 34.10 |  |  | 41.90 | 64.32 |  | 36320
36321 | 80 mm...................................................................................................................................................................................... | [17 empty] | 5,927.72 |  |  |  | 37.47 |  |  | 44.63 | 69.81 |  | 36321
36322 | 100 mm.................................................................................................................................................................................... | [17 empty] | 8,755.12 |  |  |  | 39.55 |  |  | 46.70 | 72.75 |  | 36322
36323 | 150 mm.................................................................................................................................................................................... | [17 empty] | 10,909.62 |  |  |  | 41.07 |  |  | 49.72 | 78.42 |  | 36323
36/29
36 | HEATING, VENTILATION AND AIR-CONDITIONING - PIPEWORK | [18 empty] | 36
Item | Item
VALVE, PIPE WORKS AND ACCESSORIES (CONT'D)
Take | [24 empty] | Take
Supply | [22 empty] | down |  | down |  | Fix
Chilled water valves c/w 50 mm phenolic foam insulation (Cont'd) | [16 empty] | and | [5 empty] | and |  | and set |  | only
fix | [22 empty] | clear |  | aside for
Chilled water 2 way electric operated solenoid valve c/w unions, adapters, filled | [16 empty] | away | [7 empty] | re-use
galvanized steel split box, insulation and finish : -
A | [22 empty] | B |  | C |  | D
Each |  |  | $ | [19 empty] | $ |  | $ |  | $
36324 | n.e. 20 mm .............................................................................................................................................................................. | [17 empty] | 396.63 |  |  |  | 28.10 |  |  | 34.69 | 46.44 |  | 36324
36325 | 25 mm...................................................................................................................................................................................... | [17 empty] | 587.46 |  |  |  | 28.59 |  |  | 35.15 | 49.75 |  | 36325
36326 | 32 mm...................................................................................................................................................................................... | [17 empty] | 715.96 |  |  |  | 29.15 |  |  | 35.68 | 51.53 |  | 36326
36327 | 40 mm...................................................................................................................................................................................... | [17 empty] | 1,061.35 |  |  |  | 29.79 |  |  | 36.29 | 57.43 |  | 36327
36328 | 50 mm...................................................................................................................................................................................... | [17 empty] | 1,472.16 |  |  |  | 31.09 |  |  | 37.52 | 60.78 |  | 36328
36329 | 65 mm...................................................................................................................................................................................... | [17 empty] | 3,223.22 |  |  |  | 31.71 |  |  | 38.75 | 62.45 |  | 36329
36330 | 80 mm...................................................................................................................................................................................... | [17 empty] | 5,051.00 |  |  |  | 34.70 |  |  | 41.13 | 67.90 |  | 36330
36331 | 100 mm.................................................................................................................................................................................... | [17 empty] | 7,560.60 |  |  |  | 36.37 |  |  | 42.98 | 70.65 |  | 36331
36332 | 150 mm.................................................................................................................................................................................... | [17 empty] | 11,342.11 |  |  |  | 43.36 |  |  | 51.16 | 84.34 |  | 36332
Chilled water double regulating valve c/w metering station, insulation and finish,
filled galvanized iron split boxes : -
Each
36333 | 40 mm...................................................................................................................................................................................... | [17 empty] | 923.93 |  |  |  | 29.79 |  |  | 36.29 | 57.43 |  | 36333
36334 | 50 mm...................................................................................................................................................................................... | [17 empty] | 1,221.77 |  |  |  | 31.09 |  |  | 37.52 | 60.78 |  | 36334
36335 | 65 mm...................................................................................................................................................................................... | [17 empty] | 2,561.49 |  |  |  | 31.71 |  |  | 38.75 | 62.45 |  | 36335
36336 | 80 mm...................................................................................................................................................................................... | [17 empty] | 3,944.40 |  |  |  | 34.70 |  |  | 41.13 | 67.90 |  | 36336
36337 | 100 mm.................................................................................................................................................................................... | [17 empty] | 4,152.74 |  |  |  | 36.37 |  |  | 42.98 | 70.65 |  | 36337
36338 | 150 mm.................................................................................................................................................................................... | [17 empty] | 4,897.28 |  |  |  | 41.57 |  |  | 47.04 | 75.87 |  | 36338
Pressure reducing valve : -
Each
36339 | 15 mm or below...................................................................................................................................................................... | [17 empty] | 595.14 |  |  |  | 16.56 |  |  | 20.45 | 25.02 |  | 36339
36340 | 20 mm...................................................................................................................................................................................... | [17 empty] | 739.49 |  |  |  | 16.92 |  |  | 20.88 | 29.07 |  | 36340
36341 | 25 mm...................................................................................................................................................................................... | [17 empty] | 861.48 |  |  |  | 17.27 |  |  | 21.23 | 30.65 |  | 36341
36342 | 32 mm...................................................................................................................................................................................... | [17 empty] | 1,075.81 |  |  |  | 17.71 |  |  | 21.84 | 33.92 |  | 36342
36343 | 40 mm...................................................................................................................................................................................... | [17 empty] | 1,273.30 |  |  |  | 18.13 |  |  | 22.20 | 36.37 |  | 36343
36/30
36 | HEATING, VENTILATION AND AIR-CONDITIONING - PIPEWORK | [18 empty] | 36
Item | Item
VALVE, PIPE WORKS AND ACCESSORIES (CONT'D)
Take | [24 empty] | Take
Supply | [22 empty] | down |  | down |  | Fix
Chilled water valves c/w 50 mm phenolic foam insulation (Cont'd) | [16 empty] | and | [5 empty] | and |  | and set |  | only
fix | [22 empty] | clear |  | aside for
Balancing valve : - |  |  |  |  | away | [19 empty] | re-use
A | [22 empty] | B |  | C |  | D
Each |  |  | $ | [19 empty] | $ |  | $ |  | $
36344 | n.e. 20 mm .............................................................................................................................................................................. | [17 empty] | 384.27 |  |  |  | 16.39 |  |  | 19.95 | 27.39 |  | 36344
36345 | 25 mm...................................................................................................................................................................................... | [17 empty] | 412.98 |  |  |  | 16.91 |  |  | 20.74 | 29.55 |  | 36345
36346 | 32 mm...................................................................................................................................................................................... | [17 empty] | 526.25 |  |  |  | 20.68 |  |  | 25.41 | 37.84 |  | 36346
36347 | 40 mm...................................................................................................................................................................................... | [17 empty] | 582.78 |  |  |  | 21.15 |  |  | 25.84 | 40.66 |  | 36347
36348 | 50 mm...................................................................................................................................................................................... | [17 empty] | 692.28 |  |  |  | 22.06 |  |  | 26.69 | 43.40 |  | 36348
36349 | 65 mm...................................................................................................................................................................................... | [17 empty] | 1,397.01 |  |  |  | 22.50 |  |  | 27.53 | 45.25 |  | 36349
36350 | 80 mm...................................................................................................................................................................................... | [17 empty] | 2,229.18 |  |  |  | 24.67 |  |  | 29.29 | 49.05 |  | 36350
36351 | 100 mm.................................................................................................................................................................................... | [17 empty] | 4,060.94 |  |  |  | 25.93 |  |  | 30.61 | 50.95 |  | 36351
36352 | 150 mm.................................................................................................................................................................................... | [17 empty] | 6,242.90 |  |  |  | 33.00 |  |  | 37.79 | 62.99 |  | 36352
Chilled water pipe work accessories : -
Each
36353 | Water flow switch................................................................................................................................................................... | [17 empty] | 683.99 |  |  |  | 4.34 |  |  | 6.25 | 11.47 |  | 36353
36354 | Direct reading type electromagnetic/ultrasonic water flow meter c/w flow sensor, an integral
signal converter/transmitter and a digital display unit........................................................................................................... | [18 empty] | 6,835.49 |  |  |  | 32.67 |  |  | 33.58 | 60.85 |  | 36354
36355 | Pressure gauge & cock............................................................................................................................................................ | [17 empty] | 178.46 |  |  |  | 4.34 |  |  | 6.25 | 11.47 |  | 36355
36356 | Thermometer & stainless steel thermometer well.................................................................................................................. | [17 empty] | 2,318.15 |  |  |  | 15.54 |  |  | 18.79 | 40.87 |  | 36356
36357 | Low temperature cutout thermostat with manual reset.......................................................................................................... | [17 empty] | 278.39 |  |  |  | 4.34 |  |  | 6.25 | 11.47 |  | 36357
Gate valve for sea water application 316 stainless steel : -
Each
36358 | 25 mm...................................................................................................................................................................................... | [17 empty] | 809.25 |  |  |  | 20.18 |  |  | 24.82 | 34.53 |  | 36358
36359 | 32 mm ..................................................................................................................................................................................... | [17 empty] | 860.59 |  |  |  | 20.68 |  |  | 25.41 | 37.84 |  | 36359
36360 | 40 mm...................................................................................................................................................................................... | [17 empty] | 945.52 |  |  |  | 21.15 |  |  | 25.84 | 40.66 |  | 36360
36361 | 50 mm...................................................................................................................................................................................... | [17 empty] | 1,034.83 |  |  |  | 22.06 |  |  | 26.69 | 43.40 |  | 36361
36362 | 65 mm...................................................................................................................................................................................... | [17 empty] | 1,148.10 |  |  |  | 22.50 |  |  | 27.53 | 45.25 |  | 36362
36/31
36 | HEATING, VENTILATION AND AIR-CONDITIONING - PIPEWORK | [18 empty] | 36
Item | Item
VALVE, PIPE WORKS AND ACCESSORIES (CONT'D) | [16 empty] | Take | [7 empty] | Take
Supply | [22 empty] | down |  | down |  | Fix
and | [22 empty] | and |  | and set |  | only
Gate valve for sea water application 316 stainless steel : - (Cont'd) | [16 empty] | fix | [5 empty] | clear |  | aside for
away | [24 empty] | re-use
A | [22 empty] | B |  | C |  | D
Each |  |  | $ | [19 empty] | $ |  | $ |  | $
36363 | 80 mm...................................................................................................................................................................................... | [17 empty] | 1,334.54 |  |  |  | 24.67 |  |  | 29.29 | 49.05 |  | 36363
36364 | 100 mm.................................................................................................................................................................................... | [17 empty] | 1,849.30 |  |  |  | 25.93 |  |  | 30.61 | 50.95 |  | 36364
36365 | 125 mm.................................................................................................................................................................................... | [17 empty] | 2,417.12 |  |  |  | 29.07 |  |  | 32.86 | 56.04 |  | 36365
36366 | 150 mm.................................................................................................................................................................................... | [17 empty] | 2,983.78 |  |  |  | 33.00 |  |  | 37.79 | 62.99 |  | 36366
36367 | 200 mm.................................................................................................................................................................................... | [17 empty] | 5,219.64 |  |  |  | 39.55 |  |  | 44.38 | 72.64 |  | 36367
Globe valve for sea water application 316 stainless steel : -
Each
36368 | 25 mm...................................................................................................................................................................................... | [17 empty] | 595.59 |  |  |  | 20.18 |  |  | 24.82 | 34.53 |  | 36368
36369 | 32 mm ..................................................................................................................................................................................... | [17 empty] | 718.66 |  |  |  | 20.68 |  |  | 25.41 | 37.84 |  | 36369
36370 | 40 mm...................................................................................................................................................................................... | [17 empty] | 892.58 |  |  |  | 21.15 |  |  | 25.84 | 40.66 |  | 36370
36371 | 50 mm...................................................................................................................................................................................... | [17 empty] | 1,077.31 |  |  |  | 22.06 |  |  | 26.69 | 43.40 |  | 36371
36372 | 65 mm...................................................................................................................................................................................... | [17 empty] | 1,357.34 |  |  |  | 22.50 |  |  | 27.53 | 45.25 |  | 36372
36373 | 80 mm...................................................................................................................................................................................... | [17 empty] | 1,618.08 |  |  |  | 24.67 |  |  | 29.29 | 49.05 |  | 36373
36374 | 100 mm.................................................................................................................................................................................... | [17 empty] | 2,155.18 |  |  |  | 25.93 |  |  | 30.61 | 50.95 |  | 36374
36375 | 125 mm.................................................................................................................................................................................... | [17 empty] | 2,846.50 |  |  |  | 29.07 |  |  | 32.86 | 56.04 |  | 36375
36376 | 150 mm.................................................................................................................................................................................... | [17 empty] | 4,357.21 |  |  |  | 33.00 |  |  | 37.79 | 62.99 |  | 36376
36377 | 200 mm.................................................................................................................................................................................... | [17 empty] | 7,785.54 |  |  |  | 39.55 |  |  | 44.38 | 72.64 |  | 36377
Swing check valve for sea water application 316 stainless steel : -
Each
36378 | 25 mm...................................................................................................................................................................................... | [17 empty] | 425.49 |  |  |  | 20.18 |  |  | 24.82 | 34.53 |  | 36378
36379 | 32 mm ..................................................................................................................................................................................... | [17 empty] | 475.66 |  |  |  | 20.68 |  |  | 25.41 | 37.84 |  | 36379
36380 | 40 mm...................................................................................................................................................................................... | [17 empty] | 597.24 |  |  |  | 21.15 |  |  | 25.84 | 40.66 |  | 36380
36381 | 50 mm...................................................................................................................................................................................... | [17 empty] | 741.00 |  |  |  | 22.06 |  |  | 26.69 | 43.40 |  | 36381
36382 | 65 mm...................................................................................................................................................................................... | [17 empty] | 974.00 |  |  |  | 22.50 |  |  | 27.53 | 45.25 |  | 36382
36/32
36 | HEATING, VENTILATION AND AIR-CONDITIONING - PIPEWORK | [18 empty] | 36
Item | Item
VALVE, PIPE WORKS AND ACCESSORIES (CONT'D) | [16 empty] | Take | [7 empty] | Take
Supply | [22 empty] | down |  | down |  | Fix
and | [22 empty] | and |  | and set |  | only
Swing check valve for sea water application 316 stainless steel : - (Cont'd) | [16 empty] | fix | [5 empty] | clear |  | aside for
away | [24 empty] | re-use
A | [22 empty] | B |  | C |  | D
Each |  |  | $ | [19 empty] | $ |  | $ |  | $
36383 | 80 mm...................................................................................................................................................................................... | [17 empty] | 1,142.74 |  |  |  | 24.67 |  |  | 29.29 | 49.05 |  | 36383
36384 | 100 mm.................................................................................................................................................................................... | [17 empty] | 1,629.12 |  |  |  | 25.93 |  |  | 30.61 | 50.95 |  | 36384
36385 | 150 mm.................................................................................................................................................................................... | [17 empty] | 2,840.01 |  |  |  | 33.00 |  |  | 37.79 | 62.99 |  | 36385
36386 | 200 mm.................................................................................................................................................................................... | [17 empty] | 4,979.18 |  |  |  | 39.55 |  |  | 44.38 | 72.64 |  | 36386
Drain cock : -
Each
36387 | 25 mm diameter or below....................................................................................................................................................... | [17 empty] | 202.90 |  |  |  | 20.18 |  |  | 24.82 | 34.53 |  | 36387
36388 | 50 mm diameter....................................................................................................................................................................... | [17 empty] | 248.00 |  |  |  | 22.06 |  |  | 26.69 | 43.40 |  | 36388
Strainer : -
Each
36389 | 32 mm diameter or below....................................................................................................................................................... | [17 empty] | 226.04 |  |  |  | 18.35 |  |  | 22.55 | 33.35 |  | 36389
36390 | 50 mm diameter....................................................................................................................................................................... | [17 empty] | 264.56 |  |  |  | 19.58 |  |  | 23.68 | 38.26 |  | 36390
36391 | 80 mm diameter....................................................................................................................................................................... | [17 empty] | 315.90 |  |  |  | 21.88 |  |  | 25.99 | 43.26 |  | 36391
36392 | 100 mm diameter.................................................................................................................................................................... | [17 empty] | 344.57 |  |  |  | 23.02 |  |  | 27.18 | 44.96 |  | 36392
36393 | 125 mm diameter.................................................................................................................................................................... | [17 empty] | 359.97 |  |  |  | 24.74 |  |  | 28.73 | 47.87 |  | 36393
36394 | 150 mm diameter.................................................................................................................................................................... | [17 empty] | 390.08 |  |  |  | 29.29 |  |  | 33.54 | 55.51 |  | 36394
Pipework vibration isolation
Pipe flexible rubber connector : -
Each
36395 | 50 mm...................................................................................................................................................................................... | [17 empty] | 427.12 |  |  |  | 19.58 |  |  | 23.68 | 38.26 |  | 36395
36396 | 65 mm...................................................................................................................................................................................... | [17 empty] | 562.04 |  |  |  | 19.95 |  |  | 24.43 | 39.91 |  | 36396
36397 | 80 mm...................................................................................................................................................................................... | [17 empty] | 640.60 |  |  |  | 21.88 |  |  | 25.99 | 43.26 |  | 36397
36398 | 100 mm.................................................................................................................................................................................... | [17 empty] | 701.77 |  |  |  | 23.02 |  |  | 27.18 | 44.96 |  | 36398
36399 | 125 mm.................................................................................................................................................................................... | [17 empty] | 1,075.59 |  |  |  | 26.15 |  |  | 28.73 | 50.10 |  | 36399
36400 | 150 mm.................................................................................................................................................................................... | [17 empty] | 1,982.75 |  |  |  | 29.29 |  |  | 33.54 | 55.51 |  | 36400
36/33
36 | HEATING, VENTILATION AND AIR-CONDITIONING - PIPEWORK | [18 empty] | 36
Item | Item
VALVE, PIPE WORKS AND ACCESSORIES (CONT'D)
Take | [24 empty] | Take
Supply | [22 empty] | down |  | down |  | Fix
Pipework vibration isolation (Cont'd) | [9 empty] | and | [12 empty] | and |  | and set |  | only
fix | [22 empty] | clear |  | aside for
Pipe flexible metallic hose : - | [9 empty] | away | [14 empty] | re-use
A | [22 empty] | B |  | C |  | D
Per linear metre |  |  |  |  | $ | [17 empty] | $ |  | $ |  | $
36401 | 50 mm...................................................................................................................................................................................... | [17 empty] | 525.77 |  |  |  | 0.97 |  |  | 1.08 | 12.49 |  | 36401
36402 | 65 mm...................................................................................................................................................................................... | [17 empty] | 647.25 |  |  |  | 1.11 |  |  | 1.31 | 14.20 |  | 36402
36403 | 80 mm...................................................................................................................................................................................... | [17 empty] | 724.59 |  |  |  | 1.31 |  |  | 1.40 | 16.33 |  | 36403
36404 | 100 mm.................................................................................................................................................................................... | [17 empty] | 791.30 |  |  |  | 1.40 |  |  | 1.49 | 20.79 |  | 36404
36405 | 125 mm.................................................................................................................................................................................... | [17 empty] | 1,187.50 |  |  |  | 1.79 |  |  | 1.98 | 24.06 |  | 36405
36406 | 150 mm.................................................................................................................................................................................... | [17 empty] | 2,038.30 |  |  |  | 2.21 |  |  | 2.41 | 27.41 |  | 36406
Sundries : -
Each
36407 | Chiller sequence controller including transmitter, etc........................................................................................................... | [17 empty] | 647.62 |  |  |  | 10.50 |  |  | 12.13 | 21.36 |  | 36407
36408 | Water flow sensor c/w all necessary mounting accessories................................................................................................... | [17 empty] | 519.95 |  |  |  | 8.48 |  |  | 9.66 | 17.08 |  | 36408
36409 | Temperature sensor................................................................................................................................................................. | [17 empty] | 222.80 |  |  |  | 8.48 |  |  | 9.66 | 18.41 |  | 36409
36410 | Sail switch............................................................................................................................................................................... | [17 empty] | 242.66 |  |  |  | 7.64 |  |  | 9.19 | 16.02 |  | 36410
36411 | Electromagnetic flow meter c/w digital display unit.............................................................................................................. | [17 empty] | 3,765.00 |  |  |  | 72.85 |  |  | 104.80 | 226.50 |  | 36411
36412 | Chemical storage tank............................................................................................................................................................. | [17 empty] | 5,944.47 |  |  |  | 63.58 |  |  | 97.29 | 168.49 |  | 36412
36413 | Chemical feed pump............................................................................................................................................................... | [17 empty] | 4,120.75 |  |  |  | 54.80 |  |  | 77.54 | 152.63 |  | 36413
36414 | Manual air vent....................................................................................................................................................................... | [17 empty] | 94.14 |  |  |  | 13.74 |  |  | 15.58 | 28.44 |  | 36414
36415 | Automatic air vent................................................................................................................................................................... | [17 empty] | 152.18 |  |  |  | 14.95 |  |  | 16.62 | 29.99 |  | 36415
36416 | Temperature gauge with pocket.............................................................................................................................................. | [17 empty] | 690.03 |  |  |  | 13.28 |  |  | 15.00 | 28.72 |  | 36416
36417 | Testing point............................................................................................................................................................................ | [17 empty] | 309.82 |  |  |  | 10.50 |  |  | 11.56 | 20.17 |  | 36417
36/34
36 | HEATING, VENTILATION AND AIR-CONDITIONING - PIPEWORK | [18 empty] | 36
Item | Item
VALVE, PIPE WORKS AND ACCESSORIES (CONT'D) | [16 empty] | Take | [7 empty] | Take
Supply | [22 empty] | down |  | down |  | Fix
and | [22 empty] | and |  | and set |  | only
Butterfly valve : - |  |  |  |  | fix | [17 empty] | clear |  | aside for
away | [24 empty] | re-use
A | [22 empty] | B |  | C |  | D
Each |  |  | $ | [19 empty] | $ |  | $ |  | $
36418 | 25 mm or below...................................................................................................................................................................... | [17 empty] | 323.03 |  |  |  | 18.63 |  |  | 22.90 | 31.74 |  | 36418
36419 | 32 mm...................................................................................................................................................................................... | [17 empty] | 407.37 |  |  |  | 19.08 |  |  | 23.46 | 34.76 |  | 36419
36420 | 40 mm...................................................................................................................................................................................... | [17 empty] | 507.76 |  |  |  | 19.53 |  |  | 23.85 | 37.37 |  | 36420
36421 | 50 mm...................................................................................................................................................................................... | [17 empty] | 612.25 |  |  |  | 20.37 |  |  | 24.64 | 39.89 |  | 36421
36422 | 65 mm...................................................................................................................................................................................... | [17 empty] | 1,266.54 |  |  |  | 20.76 |  |  | 25.41 | 41.60 |  | 36422
36423 | 80 mm...................................................................................................................................................................................... | [17 empty] | 1,335.25 |  |  |  | 22.76 |  |  | 27.03 | 45.10 |  | 36423
36424 | 100 mm.................................................................................................................................................................................... | [17 empty] | 1,437.67 |  |  |  | 23.93 |  |  | 28.26 | 46.87 |  | 36424
36425 | 125 mm ................................................................................................................................................................................... | [17 empty] | 1,544.55 |  |  |  | 26.19 |  |  | 30.75 | 52.86 |  | 36425
36426 | 150 mm.................................................................................................................................................................................... | [17 empty] | 1,761.18 |  |  |  | 30.47 |  |  | 34.88 | 57.86 |  | 36426
Protection coating paint : -
Per linear metre
36427 | Protection coating paint for thermal insulation (flexible closed cell elastomeric) of same
manufacturer as the thermal insulation for refrigerant pipework (25mm diameter or
below) at outdoor area............................................................................................................................................................. | [18 empty] | 99.10 |  |  |  | - |  |  | - | - |  | 36427
36/35
36 | HEATING, VENTILATION AND AIR-CONDITIONING - PIPEWORK | [18 empty] | 36
Item | Item
VALVE, PIPE WORKS AND ACCESSORIES (CONT'D)
Take | [24 empty] | Take
Supply | [22 empty] | down |  | down |  | Fix
Insulation to pipework | [5 empty] | and | [16 empty] | and |  | and set |  | only
fix | [22 empty] | clear |  | aside for
Polystyrene insulation c/w cement plaster, finish and painting for chilled water | [16 empty] | away | [7 empty] | re-use
pipework of diameter : -
A | [22 empty] | B |  | C |  | D
Per linear metre |  |  |  |  | $ | [17 empty] | $ |  | $ |  | $
36428 | 25 mm or below...................................................................................................................................................................... | [17 empty] | 94.30 |  |  |  | 4.34 |  |  | 4.85 | 27.70 |  | 36428
36429 | 32 mm...................................................................................................................................................................................... | [17 empty] | 101.05 |  |  |  | 4.52 |  |  | 5.14 | 29.35 |  | 36429
36430 | 40 mm...................................................................................................................................................................................... | [17 empty] | 107.69 |  |  |  | 4.81 |  |  | 5.37 | 31.05 |  | 36430
36431 | 50 mm...................................................................................................................................................................................... | [17 empty] | 121.86 |  |  |  | 5.90 |  |  | 6.46 | 36.05 |  | 36431
36432 | 65 mm...................................................................................................................................................................................... | [17 empty] | 137.86 |  |  |  | 6.36 |  |  | 6.93 | 41.31 |  | 36432
36433 | 80 mm...................................................................................................................................................................................... | [17 empty] | 152.90 |  |  |  | 6.84 |  |  | 7.45 | 47.68 |  | 36433
36434 | 100 mm.................................................................................................................................................................................... | [17 empty] | 180.86 |  |  |  | 9.00 |  |  | 9.64 | 55.96 |  | 36434
36435 | 125 mm.................................................................................................................................................................................... | [17 empty] | 210.09 |  |  |  | 10.58 |  |  | 11.18 | 62.62 |  | 36435
36436 | 150 mm.................................................................................................................................................................................... | [17 empty] | 238.12 |  |  |  | 12.13 |  |  | 12.69 | 73.26 |  | 36436
36437 | 200 mm.................................................................................................................................................................................... | [17 empty] | 289.30 |  |  |  | 14.57 |  |  | 15.34 | 88.32 |  | 36437
36438 | 250 mm.................................................................................................................................................................................... | [17 empty] | 367.20 |  |  |  | 18.84 |  |  | 19.61 | 113.83 |  | 36438
36439 | 300 mm.................................................................................................................................................................................... | [17 empty] | 558.64 |  |  |  | 28.99 |  |  | 31.63 | 171.37 |  | 36439
Flexible closed cell elastomeric insulation c/w cement plaster, painting and finish for
chilled water pipework of diameter : -
Per linear metre
36440 | 25 mm or below...................................................................................................................................................................... | [17 empty] | 70.76 |  |  |  | 4.34 |  |  | 4.85 | 27.70 |  | 36440
36441 | 32 mm...................................................................................................................................................................................... | [17 empty] | 78.01 |  |  |  | 4.52 |  |  | 5.14 | 29.35 |  | 36441
36442 | 40 mm...................................................................................................................................................................................... | [17 empty] | 83.38 |  |  |  | 4.81 |  |  | 5.37 | 31.05 |  | 36442
36443 | 50 mm...................................................................................................................................................................................... | [17 empty] | 97.49 |  |  |  | 5.90 |  |  | 6.46 | 36.05 |  | 36443
36444 | 65 mm...................................................................................................................................................................................... | [17 empty] | 112.12 |  |  |  | 6.36 |  |  | 6.93 | 41.31 |  | 36444
36445 | 80 mm...................................................................................................................................................................................... | [17 empty] | 128.32 |  |  |  | 6.84 |  |  | 7.45 | 47.68 |  | 36445
36446 | 100 mm.................................................................................................................................................................................... | [17 empty] | 149.57 |  |  |  | 9.00 |  |  | 9.64 | 55.96 |  | 36446
36447 | 150 mm.................................................................................................................................................................................... | [17 empty] | 209.67 |  |  |  | 12.13 |  |  | 12.69 | 73.26 |  | 36447
36/36
36 | HEATING, VENTILATION AND AIR-CONDITIONING - PIPEWORK | [18 empty] | 36
Item | Item
VALVE, PIPE WORKS AND ACCESSORIES (CONT'D)
Take | [24 empty] | Take
Supply | [22 empty] | down |  | down |  | Fix
Insulation to pipework (Cont'd) | [9 empty] | and | [12 empty] | and |  | and set |  | only
fix | [22 empty] | clear |  | aside for
Aluminium metal cladding for insulated chilled water pipes of diameter : - | [16 empty] | away | [7 empty] | re-use
A | [22 empty] | B |  | C |  | D
Per linear metre |  |  |  |  | $ | [17 empty] | $ |  | $ |  | $
36448 | 25 mm or below...................................................................................................................................................................... | [17 empty] | 97.82 |  |  |  | 0.66 |  |  | 0.80 | 9.25 |  | 36448
36449 | 32 mm...................................................................................................................................................................................... | [17 empty] | 104.07 |  |  |  | 0.80 |  |  | 0.89 | 9.94 |  | 36449
36450 | 40 mm...................................................................................................................................................................................... | [17 empty] | 110.32 |  |  |  | 0.89 |  |  | 0.97 | 10.61 |  | 36450
36451 | 50 mm...................................................................................................................................................................................... | [17 empty] | 120.50 |  |  |  | 0.97 |  |  | 1.08 | 12.22 |  | 36451
36452 | 65 mm...................................................................................................................................................................................... | [17 empty] | 135.67 |  |  |  | 1.13 |  |  | 1.23 | 14.22 |  | 36452
36453 | 80 mm...................................................................................................................................................................................... | [17 empty] | 150.84 |  |  |  | 1.23 |  |  | 1.32 | 16.41 |  | 36453
36454 | 100 mm.................................................................................................................................................................................... | [17 empty] | 168.77 |  |  |  | 1.32 |  |  | 1.41 | 20.98 |  | 36454
36455 | 125 mm.................................................................................................................................................................................... | [17 empty] | 188.46 |  |  |  | 1.84 |  |  | 2.04 | 23.61 |  | 36455
36456 | 150 mm.................................................................................................................................................................................... | [17 empty] | 213.36 |  |  |  | 2.21 |  |  | 2.41 | 26.15 |  | 36456
36457 | 200 mm.................................................................................................................................................................................... | [17 empty] | 246.96 |  |  |  | 2.51 |  |  | 2.68 | 30.05 |  | 36457
36458 | 250 mm.................................................................................................................................................................................... | [17 empty] | 300.71 |  |  |  | 3.04 |  |  | 3.30 | 37.26 |  | 36458
36459 | 300 mm.................................................................................................................................................................................... | [17 empty] | 362.09 |  |  |  | 3.75 |  |  | 4.11 | 45.91 |  | 36459
Phenolic foam insulation c/w cement plaster, painting and finish for chilled water
pipework of diameter : -
Per linear metre
36460 | 25 mm or below...................................................................................................................................................................... | [17 empty] | 217.82 |  |  |  | 4.34 |  |  | 4.85 | 27.70 |  | 36460
36461 | 32 mm...................................................................................................................................................................................... | [17 empty] | 244.83 |  |  |  | 4.52 |  |  | 5.14 | 29.35 |  | 36461
36462 | 40 mm...................................................................................................................................................................................... | [17 empty] | 264.26 |  |  |  | 4.81 |  |  | 5.37 | 31.05 |  | 36462
36463 | 50 mm...................................................................................................................................................................................... | [17 empty] | 310.01 |  |  |  | 5.90 |  |  | 6.46 | 36.05 |  | 36463
36464 | 65 mm...................................................................................................................................................................................... | [17 empty] | 363.11 |  |  |  | 6.36 |  |  | 6.93 | 41.31 |  | 36464
36465 | 80 mm...................................................................................................................................................................................... | [17 empty] | 408.78 |  |  |  | 6.84 |  |  | 7.45 | 47.68 |  | 36465
36466 | 100 mm.................................................................................................................................................................................... | [17 empty] | 483.06 |  |  |  | 9.00 |  |  | 9.64 | 55.96 |  | 36466
36467 | 150 mm.................................................................................................................................................................................... | [17 empty] | 694.59 |  |  |  | 12.13 |  |  | 12.69 | 73.26 |  | 36467
36/37
36 | HEATING, VENTILATION AND AIR-CONDITIONING - PIPEWORK | [18 empty] | 36
Item | Item
VALVE, PIPE WORKS AND ACCESSORIES (CONT'D)
Take | [24 empty] | Take
Supply | [22 empty] | down |  | down |  | Fix
Insulation to pipework (Cont'd) | [9 empty] | and | [12 empty] | and |  | and set |  | only
fix | [22 empty] | clear |  | aside for
Phenolic foam insulation for chilled water pipework of diameter : - | [16 empty] | away | [7 empty] | re-use
A | [22 empty] | B |  | C |  | D
Per linear metre |  |  |  |  | $ | [17 empty] | $ |  | $ |  | $
36468 | 25 mm or below...................................................................................................................................................................... | [17 empty] | 148.10 |  |  |  | 0.66 |  |  | 0.80 | 9.25 |  | 36468
36469 | 32 mm...................................................................................................................................................................................... | [17 empty] | 164.63 |  |  |  | 0.80 |  |  | 0.89 | 9.94 |  | 36469
36470 | 40 mm...................................................................................................................................................................................... | [17 empty] | 177.40 |  |  |  | 0.89 |  |  | 0.97 | 10.61 |  | 36470
36471 | 50 mm...................................................................................................................................................................................... | [17 empty] | 204.67 |  |  |  | 0.97 |  |  | 1.08 | 12.22 |  | 36471
36472 | 65 mm...................................................................................................................................................................................... | [17 empty] | 243.75 |  |  |  | 1.08 |  |  | 1.23 | 14.22 |  | 36472
36473 | 80 mm...................................................................................................................................................................................... | [17 empty] | 273.49 |  |  |  | 1.23 |  |  | 1.32 | 16.41 |  | 36473
36474 | 100 mm.................................................................................................................................................................................... | [17 empty] | 329.71 |  |  |  | 1.32 |  |  | 1.41 | 20.98 |  | 36474
36475 | 150 mm.................................................................................................................................................................................... | [17 empty] | 473.31 |  |  |  | 2.21 |  |  | 2.41 | 26.15 |  | 36475
Flue pipe : -
Per linear metre
36476 | 200 mm stainless steel flue pipe c/w fittings, 50 mm thick fiberglass insulation and 0.8 mm
galvanized iron sheet cladding rain cap and steel wire ......................................................................................................... | [18 empty] | 2,587.12 |  |  |  | 10.70 |  |  | 18.39 | 32.26 |  | 36476
36/38
36 | HEATING, VENTILATION AND AIR-CONDITIONING - PIPEWORK | [18 empty] | 36
Item | Item
STEAM AND HOT WATER SYSTEM
Take | [24 empty] | Take
Supply | [22 empty] | down |  | down |  | Fix
Black mild steel steam return pipeworks c/w preformed rigid glass fiber insulation | [17 empty] | and |  |  |  |  | and |  | and set |  | only
system, hammered aluminium sheeting of pipe diameter : - | [14 empty] | fix | [7 empty] | clear |  | aside for
away | [24 empty] | re-use
Heavy quality
A | [22 empty] | B |  | C |  | D
Per linear metre |  |  |  |  | $ | [17 empty] | $ |  | $ |  | $
36477 | 15 mm...................................................................................................................................................................................... | [17 empty] | 150.40 |  |  |  | 4.93 |  |  | 5.60 | 62.70 |  | 36477
36478 | 20 mm...................................................................................................................................................................................... | [17 empty] | 176.01 |  |  |  | 5.21 |  |  | 5.92 | 76.87 |  | 36478
36479 | 25 mm...................................................................................................................................................................................... | [17 empty] | 205.69 |  |  |  | 5.91 |  |  | 6.57 | 83.49 |  | 36479
36480 | 32 mm...................................................................................................................................................................................... | [17 empty] | 236.71 |  |  |  | 6.57 |  |  | 7.19 | 89.22 |  | 36480
36481 | 40 mm...................................................................................................................................................................................... | [17 empty] | 259.93 |  |  |  | 7.26 |  |  | 7.97 | 95.85 |  | 36481
36482 | 50 mm...................................................................................................................................................................................... | [17 empty] | 330.97 |  |  |  | 8.12 |  |  | 8.61 | 111.08 |  | 36482
36483 | 65 mm...................................................................................................................................................................................... | [17 empty] | 404.37 |  |  |  | 9.35 |  |  | 10.18 | 127.21 |  | 36483
36484 | 80 mm...................................................................................................................................................................................... | [17 empty] | 490.47 |  |  |  | 10.98 |  |  | 11.61 | 143.34 |  | 36484
36485 | 100 mm.................................................................................................................................................................................... | [17 empty] | 684.18 |  |  |  | 12.35 |  |  | 13.19 | 165.19 |  | 36485
36486 | 150 mm.................................................................................................................................................................................... | [17 empty] | 911.50 |  |  |  | 20.70 |  |  | 21.87 | 219.31 |  | 36486
Copper pipe for cold water system of pipe diameter : -
Per linear metre
36487 | below 12 mm........................................................................................................................................................................... | [17 empty] | 69.36 |  |  |  | 3.10 |  |  | 3.33 | 46.29 |  | 36487
36488 | 12 mm...................................................................................................................................................................................... | [17 empty] | 81.12 |  |  |  | 3.18 |  |  | 3.44 | 49.71 |  | 36488
36489 | 15 mm...................................................................................................................................................................................... | [17 empty] | 96.33 |  |  |  | 3.24 |  |  | 3.54 | 53.76 |  | 36489
36490 | 18 mm...................................................................................................................................................................................... | [17 empty] | 111.11 |  |  |  | 3.44 |  |  | 3.68 | 56.10 |  | 36490
36491 | 22 mm...................................................................................................................................................................................... | [17 empty] | 130.94 |  |  |  | 4.21 |  |  | 4.37 | 60.44 |  | 36491
36492 | 28 mm...................................................................................................................................................................................... | [17 empty] | 158.92 |  |  |  | 4.37 |  |  | 4.54 | 67.55 |  | 36492
36493 | 35 mm...................................................................................................................................................................................... | [17 empty] | 215.61 |  |  |  | 4.98 |  |  | 5.18 | 71.56 |  | 36493
36494 | 42 mm...................................................................................................................................................................................... | [17 empty] | 248.74 |  |  |  | 5.30 |  |  | 5.52 | 78.05 |  | 36494
36495 | 54 mm...................................................................................................................................................................................... | [17 empty] | 304.81 |  |  |  | 5.91 |  |  | 6.08 | 89.72 |  | 36495
36496 | 67 mm...................................................................................................................................................................................... | [17 empty] | 414.62 |  |  |  | 6.02 |  |  | 6.24 | 98.99 |  | 36496
36/39
36 | HEATING, VENTILATION AND AIR-CONDITIONING - PIPEWORK | [18 empty] | 36
Item | Item
STEAM AND HOT WATER SYSTEM (CONT'D) | [14 empty] | Take | [9 empty] | Take
Supply | [22 empty] | down |  | down |  | Fix
and | [22 empty] | and |  | and set |  | only
Copper pipe for cold water system of pipe diameter : - (Cont'd) | [14 empty] | fix | [7 empty] | clear |  | aside for
away | [24 empty] | re-use
A | [22 empty] | B |  | C |  | D
Per linear metre |  |  |  |  | $ | [17 empty] | $ |  | $ |  | $
36497 | 76 mm...................................................................................................................................................................................... | [17 empty] | 553.23 |  |  |  | 7.19 |  |  | 7.58 | 107.47 |  | 36497
36498 | 108 mm.................................................................................................................................................................................... | [17 empty] | 721.72 |  |  |  | 8.31 |  |  | 8.60 | 138.00 |  | 36498
36499 | 133 mm.................................................................................................................................................................................... | [17 empty] | 840.31 |  |  |  | 9.88 |  |  | 10.13 | 160.30 |  | 36499
36500 | 159 mm.................................................................................................................................................................................... | [17 empty] | 971.87 |  |  |  | 11.17 |  |  | 11.48 | 184.58 |  | 36500
Steam, condensate return, compressed air and hot water valves c/w preformed rigid
glass fiber insulation.
Y-type strainers c/w filled aluminium split boxes : -
Each
36501 | 32 mm or below...................................................................................................................................................................... | [17 empty] | 394.93 |  |  |  | 25.25 |  |  | 31.34 | 49.88 |  | 36501
36502 | 40 mm...................................................................................................................................................................................... | [17 empty] | 417.55 |  |  |  | 25.93 |  |  | 31.97 | 53.65 |  | 36502
36503 | 50 mm...................................................................................................................................................................................... | [17 empty] | 455.27 |  |  |  | 27.18 |  |  | 32.93 | 56.46 |  | 36503
36504 | 65 mm...................................................................................................................................................................................... | [17 empty] | 505.66 |  |  |  | 27.84 |  |  | 34.48 | 59.89 |  | 36504
36505 | 80 mm...................................................................................................................................................................................... | [17 empty] | 514.80 |  |  |  | 30.86 |  |  | 36.41 | 64.79 |  | 36505
36506 | 100 mm.................................................................................................................................................................................... | [17 empty] | 613.89 |  |  |  | 32.49 |  |  | 38.63 | 67.55 |  | 36506
36507 | 150 mm.................................................................................................................................................................................... | [17 empty] | 686.65 |  |  |  | 40.77 |  |  | 46.65 | 83.98 |  | 36507
Globe valve c/w filled aluminium split boxes : -
Each
36508 | 15 mm...................................................................................................................................................................................... | [17 empty] | 107.99 |  |  |  | 24.83 |  |  | 30.86 | 39.80 |  | 36508
36509 | 20 mm ..................................................................................................................................................................................... | [17 empty] | 137.98 |  |  |  | 25.50 |  |  | 31.37 | 43.60 |  | 36509
36510 | 25 mm...................................................................................................................................................................................... | [17 empty] | 175.23 |  |  |  | 26.00 |  |  | 31.96 | 47.91 |  | 36510
36511 | 32 mm...................................................................................................................................................................................... | [17 empty] | 237.96 |  |  |  | 26.51 |  |  | 32.51 | 51.85 |  | 36511
36512 | 40 mm...................................................................................................................................................................................... | [17 empty] | 310.04 |  |  |  | 27.23 |  |  | 32.84 | 55.35 |  | 36512
36513 | 50 mm...................................................................................................................................................................................... | [17 empty] | 467.09 |  |  |  | 28.29 |  |  | 33.85 | 59.21 |  | 36513
36/40
36 | HEATING, VENTILATION AND AIR-CONDITIONING - PIPEWORK | [18 empty] | 36
Item | Item
STEAM AND HOT WATER SYSTEM (CONT'D)
Take | [24 empty] | Take
Supply | [22 empty] | down |  | down |  | Fix
Steam, condensate return, compressed air and hot water valves c/w preformed rigid | [17 empty] | and |  |  |  |  | and |  | and set |  | only
glass fiber insulation. (Cont'd) | [9 empty] | fix | [12 empty] | clear |  | aside for
away | [24 empty] | re-use
Parallel slide valve c/w filled aluminium split boxes : -
A | [22 empty] | B |  | C |  | D
Each |  |  | $ | [19 empty] | $ |  | $ |  | $
36514 | 65 mm...................................................................................................................................................................................... | [17 empty] | 2,126.54 |  |  |  | 27.25 |  |  | 33.49 | 59.16 |  | 36514
36515 | 80 mm...................................................................................................................................................................................... | [17 empty] | 3,696.98 |  |  |  | 30.08 |  |  | 35.60 | 64.42 |  | 36515
36516 | 100 mm.................................................................................................................................................................................... | [17 empty] | 5,601.04 |  |  |  | 32.15 |  |  | 37.66 | 66.63 |  | 36516
36517 | 150 mm.................................................................................................................................................................................... | [17 empty] | 10,515.27 |  |  |  | 40.13 |  |  | 46.47 | 82.45 |  | 36517
Safety and relief valve c/w filled aluminium split boxes : -
Each
36518 | 32 mm or below...................................................................................................................................................................... | [17 empty] | 1,248.29 |  |  |  | 27.45 |  |  | 33.58 | 53.43 |  | 36518
36519 | 40 mm...................................................................................................................................................................................... | [17 empty] | 1,843.27 |  |  |  | 28.00 |  |  | 34.04 | 57.61 |  | 36519
36520 | 50 mm...................................................................................................................................................................................... | [17 empty] | 2,228.77 |  |  |  | 29.32 |  |  | 35.34 | 61.93 |  | 36520
36521 | 65 mm...................................................................................................................................................................................... | [17 empty] | 4,471.91 |  |  |  | 29.86 |  |  | 36.54 | 64.56 |  | 36521
36522 | 80 mm...................................................................................................................................................................................... | [17 empty] | 6,667.57 |  |  |  | 32.63 |  |  | 38.87 | 69.83 |  | 36522
36523 | 100 mm.................................................................................................................................................................................... | [17 empty] | 9,654.02 |  |  |  | 34.60 |  |  | 40.65 | 72.68 |  | 36523
36524 | 150 mm.................................................................................................................................................................................... | [17 empty] | 12,379.03 |  |  |  | 43.78 |  |  | 50.01 | 89.57 |  | 36524
Pressure reducing valve c/w filled aluminium split boxes : -
Each
36525 | 32 mm or below...................................................................................................................................................................... | [17 empty] | 1,986.06 |  |  |  | 27.45 |  |  | 33.58 | 53.43 |  | 36525
36526 | 40 mm...................................................................................................................................................................................... | [17 empty] | 2,465.51 |  |  |  | 28.00 |  |  | 34.04 | 57.61 |  | 36526
36527 | 50 mm...................................................................................................................................................................................... | [17 empty] | 3,050.19 |  |  |  | 29.32 |  |  | 35.34 | 61.93 |  | 36527
36528 | 65 mm...................................................................................................................................................................................... | [17 empty] | 3,926.72 |  |  |  | 29.86 |  |  | 36.54 | 64.56 |  | 36528
36529 | 80 mm...................................................................................................................................................................................... | [17 empty] | 5,814.52 |  |  |  | 32.63 |  |  | 38.87 | 69.83 |  | 36529
36530 | 100 mm.................................................................................................................................................................................... | [17 empty] | 6,545.16 |  |  |  | 34.60 |  |  | 40.65 | 72.68 |  | 36530
36531 | 150 mm.................................................................................................................................................................................... | [17 empty] | 8,199.99 |  |  |  | 43.78 |  |  | 50.01 | 89.57 |  | 36531
36/41
36 | HEATING, VENTILATION AND AIR-CONDITIONING - PIPEWORK | [18 empty] | 36
Item | Item
STEAM AND HOT WATER SYSTEM (CONT'D)
Take | [24 empty] | Take
Supply | [22 empty] | down |  | down |  | Fix
Steam, condensate return, compressed air and hot water valves c/w preformed rigid | [17 empty] | and |  |  |  |  | and |  | and set |  | only
glass fiber insulation. (Cont'd) | [9 empty] | fix | [12 empty] | clear |  | aside for
away | [24 empty] | re-use
Temperature and pressure gauge : -
A | [22 empty] | B |  | C |  | D
Each |  |  | $ | [19 empty] | $ |  | $ |  | $
36532 | Temperature gauge c/w filled aluminium split boxes............................................................................................................ | [17 empty] | 984.22 |  |  |  | 16.00 |  |  | 18.57 | 37.76 |  | 36532
36533 | Pressure gauge c/w filled aluminium split boxes................................................................................................................... | [17 empty] | 266.43 |  |  |  | 16.00 |  |  | 18.57 | 37.76 |  | 36533
Steam separator c/w filled aluminium split boxes : -
Each
36534 | 32 mm or below...................................................................................................................................................................... | [17 empty] | 2,949.89 |  |  |  | 27.45 |  |  | 33.58 | 53.43 |  | 36534
36535 | 40 mm...................................................................................................................................................................................... | [17 empty] | 3,683.63 |  |  |  | 28.00 |  |  | 34.04 | 57.61 |  | 36535
36536 | 50 mm...................................................................................................................................................................................... | [17 empty] | 4,598.93 |  |  |  | 29.32 |  |  | 35.34 | 61.93 |  | 36536
36537 | 65 mm...................................................................................................................................................................................... | [17 empty] | 5,950.18 |  |  |  | 29.86 |  |  | 36.54 | 64.56 |  | 36537
36538 | 80 mm...................................................................................................................................................................................... | [17 empty] | 7,224.86 |  |  |  | 32.63 |  |  | 38.87 | 69.83 |  | 36538
36539 | 100 mm.................................................................................................................................................................................... | [17 empty] | 8,983.42 |  |  |  | 34.60 |  |  | 40.65 | 72.68 |  | 36539
36540 | 150 mm.................................................................................................................................................................................... | [17 empty] | 13,078.79 |  |  |  | 43.78 |  |  | 50.01 | 89.57 |  | 36540
Steam trap set comprising of globe valve, strainer, float operated steam trap, sight
glass, check valve, gate valve and all union c/w filled aluminium split boxes; connect
to pipe diameter of : -
Per set
36541 | 32 mm or below...................................................................................................................................................................... | [17 empty] | 6,589.10 |  |  |  | 118.88 |  |  | 143.76 | 529.70 |  | 36541
36542 | 40 mm...................................................................................................................................................................................... | [17 empty] | 8,663.93 |  |  |  | 139.57 |  |  | 160.94 | 561.27 |  | 36542
36543 | 50 mm...................................................................................................................................................................................... | [17 empty] | 9,818.56 |  |  |  | 155.96 |  |  | 179.27 | 585.39 |  | 36543
36544 | 65 mm...................................................................................................................................................................................... | [17 empty] | 11,718.25 |  |  |  | 175.86 |  |  | 193.80 | 625.29 |  | 36544
36545 | 80 mm...................................................................................................................................................................................... | [17 empty] | 13,350.91 |  |  |  | 194.27 |  |  | 214.02 | 658.45 |  | 36545
36546 | 100 mm.................................................................................................................................................................................... | [17 empty] | 15,894.88 |  |  |  | 208.99 |  |  | 232.41 | 705.08 |  | 36546
36547 | 150 mm.................................................................................................................................................................................... | [17 empty] | 21,505.47 |  |  |  | 227.32 |  |  | 251.95 | 734.32 |  | 36547
36/42
36 | HEATING, VENTILATION AND AIR-CONDITIONING - PIPEWORK | [18 empty] | 36
Item | Item
STEAM AND HOT WATER SYSTEM (CONT'D)
Take | [24 empty] | Take
Supply | [22 empty] | down |  | down |  | Fix
Steam, condensate return, compressed air and hot water valves c/w preformed rigid | [17 empty] | and |  |  |  |  | and |  | and set |  | only
glass fiber insulation. (Cont'd) | [9 empty] | fix | [12 empty] | clear |  | aside for
away | [24 empty] | re-use
Check valve c/w filled aluminium split boxes : -
A | [22 empty] | B |  | C |  | D
Each |  |  | $ | [19 empty] | $ |  | $ |  | $
36548 | 65 mm...................................................................................................................................................................................... | [17 empty] | 602.13 |  |  |  | 27.44 |  |  | 33.72 | 59.62 |  | 36548
36549 | 80 mm...................................................................................................................................................................................... | [17 empty] | 726.03 |  |  |  | 30.08 |  |  | 35.07 | 64.19 |  | 36549
36550 | 100 mm.................................................................................................................................................................................... | [17 empty] | 1,155.59 |  |  |  | 31.31 |  |  | 37.10 | 65.13 |  | 36550
36551 | 150 mm.................................................................................................................................................................................... | [17 empty] | 1,899.19 |  |  |  | 39.09 |  |  | 45.41 | 79.31 |  | 36551
Drain valve c/w hose union ends and loose key and filled aluminium split box : -
Each
36552 | 50 mm...................................................................................................................................................................................... | [17 empty] | 639.28 |  |  |  | 26.99 |  |  | 32.58 | 56.97 |  | 36552
36553 | 65 mm...................................................................................................................................................................................... | [17 empty] | 838.07 |  |  |  | 27.67 |  |  | 34.03 | 57.87 |  | 36553
36554 | 80 mm...................................................................................................................................................................................... | [17 empty] | 1,053.73 |  |  |  | 30.33 |  |  | 37.10 | 64.47 |  | 36554
36555 | 100 mm.................................................................................................................................................................................... | [17 empty] | 1,348.60 |  |  |  | 31.78 |  |  | 38.88 | 65.76 |  | 36555
36556 | 150 mm.................................................................................................................................................................................... | [17 empty] | 2,078.47 |  |  |  | 40.80 |  |  | 46.24 | 80.77 |  | 36556
Gate valve c/w filled aluminium split boxes : -
Each
36557 | 50 mm...................................................................................................................................................................................... | [17 empty] | 856.41 |  |  |  | 26.99 |  |  | 32.58 | 56.97 |  | 36557
36558 | 65 mm...................................................................................................................................................................................... | [17 empty] | 963.30 |  |  |  | 27.67 |  |  | 34.03 | 57.87 |  | 36558
36559 | 80 mm...................................................................................................................................................................................... | [17 empty] | 1,130.92 |  |  |  | 30.33 |  |  | 37.10 | 64.47 |  | 36559
36560 | 100 mm.................................................................................................................................................................................... | [17 empty] | 1,439.27 |  |  |  | 31.78 |  |  | 38.88 | 65.76 |  | 36560
36561 | 150 mm.................................................................................................................................................................................... | [17 empty] | 2,702.83 |  |  |  | 40.80 |  |  | 46.24 | 80.77 |  | 36561
36/43
36 | HEATING, VENTILATION AND AIR-CONDITIONING - PIPEWORK | [18 empty] | 36
Item | Item
STEAM AND HOT WATER SYSTEM (CONT'D)
Take | [24 empty] | Take
Supply | [22 empty] | down |  | down |  | Fix
Insulation of pipeworks | [5 empty] | and | [16 empty] | and |  | and set |  | only
fix | [22 empty] | clear |  | aside for
Preformed rigid glass fiber insulation c/w hammered aluminium cladding for black | [17 empty] | away | [6 empty] | re-use
mild steel condensate pipe of diameter : -
A | [22 empty] | B |  | C |  | D
Per linear metre |  |  |  |  | $ | [17 empty] | $ |  | $ |  | $
36562 | 15 mm...................................................................................................................................................................................... | [17 empty] | 59.62 |  |  |  | 4.28 |  |  | 4.44 | 22.07 |  | 36562
36563 | 20 mm...................................................................................................................................................................................... | [17 empty] | 69.92 |  |  |  | 4.87 |  |  | 5.00 | 27.38 |  | 36563
36564 | 25 mm...................................................................................................................................................................................... | [17 empty] | 79.42 |  |  |  | 4.98 |  |  | 5.09 | 30.78 |  | 36564
36565 | 32 mm...................................................................................................................................................................................... | [17 empty] | 85.79 |  |  |  | 5.11 |  |  | 5.52 | 32.31 |  | 36565
36566 | 40 mm...................................................................................................................................................................................... | [17 empty] | 94.14 |  |  |  | 5.57 |  |  | 6.34 | 34.48 |  | 36566
36567 | 50 mm...................................................................................................................................................................................... | [17 empty] | 109.62 |  |  |  | 6.49 |  |  | 7.37 | 39.32 |  | 36567
36568 | 65 mm...................................................................................................................................................................................... | [17 empty] | 127.65 |  |  |  | 7.37 |  |  | 7.97 | 45.52 |  | 36568
36569 | 80 mm...................................................................................................................................................................................... | [17 empty] | 147.11 |  |  |  | 8.05 |  |  | 8.78 | 51.95 |  | 36569
36570 | 100 mm.................................................................................................................................................................................... | [17 empty] | 172.03 |  |  |  | 10.28 |  |  | 10.97 | 59.12 |  | 36570
36571 | 150 mm.................................................................................................................................................................................... | [17 empty] | 280.57 |  |  |  | 14.18 |  |  | 14.95 | 78.44 |  | 36571
Preformed rigid glass fiber insulation c/w hammered aluminium cladding for black
mild steel steam pipe of diameter : -
Per linear metre
36572 | 15 mm...................................................................................................................................................................................... | [17 empty] | 82.00 |  |  |  | 4.28 |  |  | 4.44 | 22.07 |  | 36572
36573 | 20 mm...................................................................................................................................................................................... | [17 empty] | 93.73 |  |  |  | 4.87 |  |  | 5.00 | 27.38 |  | 36573
36574 | 25 mm...................................................................................................................................................................................... | [17 empty] | 102.78 |  |  |  | 4.98 |  |  | 5.09 | 30.78 |  | 36574
36575 | 32 mm...................................................................................................................................................................................... | [17 empty] | 112.78 |  |  |  | 5.11 |  |  | 5.52 | 32.31 |  | 36575
36576 | 40 mm...................................................................................................................................................................................... | [17 empty] | 121.74 |  |  |  | 5.57 |  |  | 6.34 | 34.48 |  | 36576
36577 | 50 mm...................................................................................................................................................................................... | [17 empty] | 162.29 |  |  |  | 6.49 |  |  | 7.37 | 39.32 |  | 36577
36578 | 65 mm...................................................................................................................................................................................... | [17 empty] | 186.16 |  |  |  | 7.37 |  |  | 7.97 | 45.52 |  | 36578
36579 | 80 mm...................................................................................................................................................................................... | [17 empty] | 238.20 |  |  |  | 8.05 |  |  | 8.78 | 51.95 |  | 36579
36580 | 100 mm.................................................................................................................................................................................... | [17 empty] | 365.20 |  |  |  | 10.28 |  |  | 10.97 | 59.12 |  | 36580
36581 | 150 mm.................................................................................................................................................................................... | [17 empty] | 452.55 |  |  |  | 14.18 |  |  | 14.95 | 78.44 |  | 36581
36/44
36 | HEATING, VENTILATION AND AIR-CONDITIONING - PIPEWORK | [18 empty] | 36
Item | Item
STEAM AND HOT WATER SYSTEM (CONT'D)
Take | [24 empty] | Take
Supply | [22 empty] | down |  | down |  | Fix
Insulation of pipeworks (Cont'd ) | [9 empty] | and | [12 empty] | and |  | and set |  | only
fix | [22 empty] | clear |  | aside for
Preformed rigid glass fiber insulation c/w hammered aluminium cladding for copper | [17 empty] | away | [6 empty] | re-use
pipe of hot water system of diameter : -
A | [22 empty] | B |  | C |  | D
Per linear metre |  |  |  |  | $ | [17 empty] | $ |  | $ |  | $
36582 | n.e. 12 mm............................................................................................................................................................................... | [17 empty] | 72.70 |  |  |  | 4.14 |  |  | 4.79 | 32.31 |  | 36582
36583 | 12 mm...................................................................................................................................................................................... | [17 empty] | 78.55 |  |  |  | 4.59 |  |  | 5.18 | 35.95 |  | 36583
36584 | 15 mm...................................................................................................................................................................................... | [17 empty] | 81.90 |  |  |  | 5.01 |  |  | 5.52 | 38.16 |  | 36584
36585 | 18 mm...................................................................................................................................................................................... | [17 empty] | 86.91 |  |  |  | 5.39 |  |  | 5.99 | 40.73 |  | 36585
36586 | 22 mm...................................................................................................................................................................................... | [17 empty] | 114.61 |  |  |  | 5.83 |  |  | 6.45 | 42.72 |  | 36586
36587 | 28 mm...................................................................................................................................................................................... | [17 empty] | 128.08 |  |  |  | 6.19 |  |  | 6.79 | 47.71 |  | 36587
36588 | 35 mm...................................................................................................................................................................................... | [17 empty] | 141.41 |  |  |  | 6.72 |  |  | 7.24 | 50.69 |  | 36588
36589 | 42 mm...................................................................................................................................................................................... | [17 empty] | 151.49 |  |  |  | 7.19 |  |  | 7.89 | 55.97 |  | 36589
36590 | 54 mm...................................................................................................................................................................................... | [17 empty] | 172.28 |  |  |  | 7.82 |  |  | 8.33 | 63.29 |  | 36590
36591 | 67 mm...................................................................................................................................................................................... | [17 empty] | 196.97 |  |  |  | 8.39 |  |  | 8.99 | 71.54 |  | 36591
36592 | 76 mm...................................................................................................................................................................................... | [17 empty] | 213.97 |  |  |  | 9.71 |  |  | 11.06 | 78.81 |  | 36592
36593 | 108 mm.................................................................................................................................................................................... | [17 empty] | 309.05 |  |  |  | 12.07 |  |  | 13.13 | 97.62 |  | 36593
36594 | 133 mm.................................................................................................................................................................................... | [17 empty] | 397.80 |  |  |  | 14.28 |  |  | 16.25 | 115.07 |  | 36594
36595 | 159 mm.................................................................................................................................................................................... | [17 empty] | 452.77 |  |  |  | 17.11 |  |  | 17.87 | 131.49 |  | 36595
Plugged branch : -
Each
36596 | 25 mm plugged branch........................................................................................................................................................... | [17 empty] | 38.40 |  |  |  | 4.87 |  |  | 6.13 | 14.73 |  | 36596
36/45
Section 37
HEATING, VENTILATION AND AIR-CONDITIONING - DUCTWORK
37 | HEATING, VENTILATION AND AIR-CONDITIONING - DUCTWORK | [17 empty] | 37
Item | Item
AIR DUCTS, THERMAL INSULATION & ACCESSORIES
Take | [24 empty] | Take
Supply | [22 empty] | down |  | down |  | Fix
Sheet metal ducts (rates for taking down of ductwork shall include for taking down | [17 empty] | and |  |  |  |  | and |  | and set |  | only
of ALL duct accessories including dampers, registers, diffuser, heater, batteries, etc.) | [17 empty] | fix |  |  |  |  | clear |  | aside for
away | [24 empty] | re-use
GI sheet metal ductwork/ air plenum; un-insulated : -
A | [22 empty] | B |  | C |  | D
Per square metre |  |  |  |  | $ | [17 empty] | $ |  | $ |  | $
37001 | 0.6 mm thick............................................................................................................................................................................ | [17 empty] | 374.97 |  |  |  | 8.76 |  |  | 11.31 | 21.28 |  | 37001
37002 | 0.8 mm thick............................................................................................................................................................................ | [17 empty] | 426.44 |  |  |  | 10.06 |  |  | 11.78 | 24.15 |  | 37002
37003 | 1.0 mm thick............................................................................................................................................................................ | [17 empty] | 450.88 |  |  |  | 10.59 |  |  | 12.43 | 25.09 |  | 37003
37004 | 1.2 mm thick............................................................................................................................................................................ | [17 empty] | 507.00 |  |  |  | 11.14 |  |  | 13.00 | 26.01 |  | 37004
37005 | 1.5 mm thick............................................................................................................................................................................ | [17 empty] | 599.59 |  |  |  | 11.79 |  |  | 13.67 | 26.97 |  | 37005
Glass fibre duct (rectangular/round/oval shape) : -
Per square metre
37006 | 48 kg/ m³.................................................................................................................................................................................. | [17 empty] | 595.95 |  |  |  | 9.96 |  |  | 11.68 | 23.92 |  | 37006
37007 | 64 kg/ m³.................................................................................................................................................................................. | [17 empty] | 618.32 |  |  |  | 10.50 |  |  | 12.32 | 24.89 |  | 37007
Factory made GI round/oval spiral duct c/w insulation equivalent round diameter
for equal capacity and friction loss : -
Per linear metre
37008 | Up to 165 mm diameter.......................................................................................................................................................... | [17 empty] | 865.30 |  |  |  | 41.27 |  |  | 44.58 | 333.47 |  | 37008
37009 | 165 - 255 mm diameter........................................................................................................................................................... | [17 empty] | 907.78 |  |  |  | 47.12 |  |  | 50.53 | 362.01 |  | 37009
37010 | 255 - 355 mm diameter........................................................................................................................................................... | [17 empty] | 1,029.23 |  |  |  | 49.92 |  |  | 53.49 | 389.41 |  | 37010
37011 | 355 - 470 mm diameter........................................................................................................................................................... | [17 empty] | 1,158.06 |  |  |  | 52.90 |  |  | 56.43 | 417.53 |  | 37011
37012 | 470 - 546 mm diameter........................................................................................................................................................... | [17 empty] | 1,277.54 |  |  |  | 55.89 |  |  | 59.42 | 445.71 |  | 37012
37013 | 546 - 622 mm diameter........................................................................................................................................................... | [17 empty] | 1,385.41 |  |  |  | 58.82 |  |  | 65.31 | 483.80 |  | 37013
37014 | 622 - 800 mm diameter........................................................................................................................................................... | [17 empty] | 1,602.78 |  |  |  | 61.60 |  |  | 68.07 | 511.45 |  | 37014
Ductboard air duct : -
Per square metre
37015 | Ductboard air duct/ air plenum (phenolic foam or PU) ........................................................................................................ | [17 empty] | 465.82 |  |  |  | 10.39 |  |  | 12.17 | 24.94 |  | 37015
37/1
37 | HEATING, VENTILATION AND AIR-CONDITIONING - DUCTWORK | [17 empty] | 37
Item | Item
AIR DUCTS, THERMAL INSULATION & ACCESSORIES
(CONT'D) |  |  |  | Take | [20 empty] | Take
Supply | [22 empty] | down |  | down |  | Fix
and | [22 empty] | and |  | and set |  | only
0.8 mm thick grade 316 stainless steel round duct with hairline finish c/w stainless | [17 empty] | fix |  |  |  |  | clear |  | aside for
steel frame support and all necessary accessories : - | [12 empty] | away | [11 empty] | re-use
A | [22 empty] | B |  | C |  | D
Per linear metre |  |  |  |  | $ | [17 empty] | $ |  | $ |  | $
37016 | 150 mm diameter.................................................................................................................................................................... | [17 empty] | 804.73 |  |  |  | 3.22 |  |  | 5.60 | 9.94 |  | 37016
37017 | 200 mm diameter.................................................................................................................................................................... | [17 empty] | 1,423.45 |  |  |  | 4.28 |  |  | 7.46 | 13.25 |  | 37017
37018 | 250 mm diameter.................................................................................................................................................................... | [17 empty] | 2,239.93 |  |  |  | 5.36 |  |  | 9.34 | 16.56 |  | 37018
37019 | 600 mm diameter.................................................................................................................................................................... | [17 empty] | 7,299.85 |  |  |  | 12.84 |  |  | 22.40 | 39.74 |  | 37019
37020 | 700 mm diameter.................................................................................................................................................................... | [17 empty] | 8,725.06 |  |  |  | 14.99 |  |  | 26.13 | 46.37 |  | 37020
37021 | 800 mm diameter.................................................................................................................................................................... | [17 empty] | 9,103.13 |  |  |  | 17.13 |  |  | 29.87 | 52.99 |  | 37021
Stainless steel grade 304 sheet metal air duct/ air plenum : -
Per square metre
37022 | 0.6 mm thick............................................................................................................................................................................ | [17 empty] | 718.54 |  |  |  | 8.76 |  |  | 11.31 | 21.28 |  | 37022
37023 | 0.8 mm thick............................................................................................................................................................................ | [17 empty] | 911.97 |  |  |  | 10.06 |  |  | 11.78 | 24.15 |  | 37023
37024 | 1.0 mm thick............................................................................................................................................................................ | [17 empty] | 1,103.34 |  |  |  | 10.59 |  |  | 12.43 | 25.09 |  | 37024
37025 | 1.2 mm thick............................................................................................................................................................................ | [17 empty] | 1,191.05 |  |  |  | 11.14 |  |  | 13.00 | 26.01 |  | 37025
37026 | 1.5 mm thick............................................................................................................................................................................ | [17 empty] | 1,559.46 |  |  |  | 11.79 |  |  | 13.67 | 26.97 |  | 37026
Stainless steel grade 304 sheet metal air duct/ air plenum with colour powder
coating on one surface : -
Per square metre
37027 | 0.6 mm thick............................................................................................................................................................................ | [17 empty] | 832.82 |  |  |  | 8.76 |  |  | 11.31 | 21.28 |  | 37027
37028 | 0.8 mm thick............................................................................................................................................................................ | [17 empty] | 1,014.93 |  |  |  | 10.06 |  |  | 11.78 | 24.15 |  | 37028
37029 | 1.0 mm thick............................................................................................................................................................................ | [17 empty] | 1,197.55 |  |  |  | 10.59 |  |  | 12.43 | 25.09 |  | 37029
Stainless steel 316 sheet metal air duct/ air plenum : -
Per square metre
37030 | 0.6 mm thick............................................................................................................................................................................ | [17 empty] | 893.94 |  |  |  | 8.76 |  |  | 11.31 | 21.28 |  | 37030
37031 | 0.8 mm thick............................................................................................................................................................................ | [17 empty] | 1,075.38 |  |  |  | 10.06 |  |  | 11.78 | 24.15 |  | 37031
37032 | 1.0 mm thick............................................................................................................................................................................ | [17 empty] | 1,278.03 |  |  |  | 10.59 |  |  | 12.43 | 25.09 |  | 37032
37033 | 1.2 mm thick............................................................................................................................................................................ | [17 empty] | 1,456.15 |  |  |  | 11.14 |  |  | 13.00 | 26.01 |  | 37033
37034 | 1.5 mm thick............................................................................................................................................................................ | [17 empty] | 1,820.42 |  |  |  | 11.79 |  |  | 13.67 | 26.97 |  | 37034
37/2
37 | HEATING, VENTILATION AND AIR-CONDITIONING - DUCTWORK | [17 empty] | 37
Item | Item
AIR DUCTS, THERMAL INSULATION & ACCESSORIES | [14 empty] | Take | [9 empty] | Take
(CONT'D) |  |  |  | Supply | [18 empty] | down |  | down |  | Fix
and | [22 empty] | and |  | and set |  | only
fix | [22 empty] | clear |  | aside for
Factory made aluminium flexible duct bare without insulation : - | [14 empty] | away | [9 empty] | re-use
A | [22 empty] | B |  | C |  | D
Per linear metre |  |  |  |  | $ | [17 empty] | $ |  | $ |  | $
37035 | Up to 153 mm diameter.......................................................................................................................................................... | [17 empty] | 265.65 |  |  |  | 9.66 |  |  | 11.32 | 23.17 |  | 37035
37036 | 153 - 204 mm diameter........................................................................................................................................................... | [17 empty] | 293.70 |  |  |  | 10.17 |  |  | 11.94 | 24.09 |  | 37036
37037 | 204 - 254 mm diameter........................................................................................................................................................... | [17 empty] | 339.16 |  |  |  | 10.72 |  |  | 12.49 | 24.98 |  | 37037
37038 | 254 - 305 mm diameter........................................................................................................................................................... | [17 empty] | 474.15 |  |  |  | 11.33 |  |  | 13.12 | 25.90 |  | 37038
Factory made aluminium flexible duct with 25 mm thick fiberglass insulation : -
Per linear metre
37039 | Up to 153 mm diameter.......................................................................................................................................................... | [17 empty] | 374.78 |  |  |  | 14.53 |  |  | 18.93 | 38.66 |  | 37039
37040 | 153 - 204 mm diameter........................................................................................................................................................... | [17 empty] | 439.89 |  |  |  | 15.02 |  |  | 19.57 | 39.46 |  | 37040
37041 | 204 - 254 mm diameter........................................................................................................................................................... | [17 empty] | 525.25 |  |  |  | 15.54 |  |  | 20.09 | 40.33 |  | 37041
37042 | 254 - 305 mm diameter........................................................................................................................................................... | [17 empty] | 688.52 |  |  |  | 16.13 |  |  | 20.58 | 41.27 |  | 37042
UPVC seamless circular duct : -
Per linear metre
37043 | 150 mm diameter.................................................................................................................................................................... | [17 empty] | 188.77 |  |  |  | 9.66 |  |  | 11.31 | 23.32 |  | 37043
37044 | 200 mm diameter.................................................................................................................................................................... | [17 empty] | 242.32 |  |  |  | 10.73 |  |  | 12.49 | 25.09 |  | 37044
37045 | 250 mm diameter.................................................................................................................................................................... | [17 empty] | 296.37 |  |  |  | 11.91 |  |  | 13.69 | 26.89 |  | 37045
37/3
37 | HEATING, VENTILATION AND AIR-CONDITIONING - DUCTWORK | [17 empty] | 37
Item | Item
AIR DUCTS, THERMAL INSULATION & ACCESSORIES
(CONT'D)
Take | [24 empty] | Take
Supply | [22 empty] | down |  | down |  | Fix
Slim duct in associated with air-conditioning installation | [14 empty] | and | [7 empty] | and |  | and set |  | only
fix | [22 empty] | clear |  | aside for
Slim duct system, suitable in use at corrosive environment (Rates shall include all | [16 empty] | away | [7 empty] | re-use
associated mounting bracket, support and fittings including all straight runs, joints, flanges,
tees and elbows etc.), U.V. resistant and fireproof to BS 476 Part 7 Class I : -
A | [22 empty] | B |  | C |  | D
Per linear metre |  |  |  |  | $ | [17 empty] | $ |  | $ |  | $
37046 | Slim duct; n.e. 300 mm girth.................................................................................................................................................. | [17 empty] | 198.99 |  |  |  | 1.46 |  |  | 8.95 | 11.66 |  | 37046
37047 | Slim duct; 300 - 400 mm girth................................................................................................................................................ | [17 empty] | 299.43 |  |  |  | 1.46 |  |  | 8.95 | 11.66 |  | 37047
37048 | Slim duct; 400 - 500 mm girth................................................................................................................................................ | [17 empty] | 355.68 |  |  |  | 1.46 |  |  | 9.94 | 14.40 |  | 37048
Insulation for air duct/ air plenum
Polystyrene insulation c/w cement plaster, galvanized wire netting, painting and finish : -
Per square metre
37049 | 25 mm thick............................................................................................................................................................................. | [17 empty] | 383.31 |  |  |  | 10.60 |  |  | 15.02 | 32.58 |  | 37049
37050 | 50 mm thick............................................................................................................................................................................. | [17 empty] | 442.59 |  |  |  | 11.17 |  |  | 15.58 | 33.64 |  | 37050
Fiberglass insulation : -
Per square metre
37051 | 25 mm thick; density 32 kg/ m³.............................................................................................................................................. | [17 empty] | 106.05 |  |  |  | 4.71 |  |  | 7.66 | 16.14 |  | 37051
37052 | 50 mm thick; density 32 kg/ m³.............................................................................................................................................. | [17 empty] | 149.13 |  |  |  | 5.27 |  |  | 8.18 | 17.11 |  | 37052
37053 | 25 mm thick; density 48 kg/ m³.............................................................................................................................................. | [17 empty] | 177.84 |  |  |  | 5.27 |  |  | 8.18 | 17.11 |  | 37053
37054 | 50 mm thick; density 48 kg /m³.............................................................................................................................................. | [17 empty] | 238.06 |  |  |  | 5.79 |  |  | 8.83 | 18.08 |  | 37054
37055 | 25 mm thick; density 64 kg/ m³.............................................................................................................................................. | [17 empty] | 268.04 |  |  |  | 5.79 |  |  | 8.83 | 18.08 |  | 37055
37056 | 50 mm thick; density 64 kg/ m³.............................................................................................................................................. | [17 empty] | 332.79 |  |  |  | 6.42 |  |  | 9.36 | 18.93 |  | 37056
Phenolic foam insulation : -
Per square metre
37057 | 25 mm thick............................................................................................................................................................................. | [17 empty] | 280.24 |  |  |  | 4.52 |  |  | 5.68 | 15.26 |  | 37057
37058 | 50 mm thick............................................................................................................................................................................. | [17 empty] | 415.20 |  |  |  | 5.03 |  |  | 6.82 | 17.11 |  | 37058
37/4
37 | HEATING, VENTILATION AND AIR-CONDITIONING - DUCTWORK | [17 empty] | 37
Item | Item
AIR DUCTS, THERMAL INSULATION & ACCESSORIES
(CONT'D) |  |  |  | Take | [20 empty] | Take
Supply | [22 empty] | down |  | down |  | Fix
and | [22 empty] | and |  | and set |  | only
Insulation for air duct/ air plenum (Cont'd) | [9 empty] | fix | [12 empty] | clear |  | aside for
away | [24 empty] | re-use
Phenolic foam insulation c/w cement plaster, galvanized wire netting, painting and finish : -
A | [22 empty] | B |  | C |  | D
Per square metre |  |  |  |  | $ | [17 empty] | $ |  | $ |  | $
37059 | 25 mm thick............................................................................................................................................................................. | [17 empty] | 442.54 |  |  |  | 9.93 |  |  | 14.07 | 30.56 |  | 37059
37060 | 50 mm thick............................................................................................................................................................................. | [17 empty] | 584.73 |  |  |  | 10.50 |  |  | 17.01 | 32.74 |  | 37060
Elastomeric insulation : -
Per square metre
37061 | 25 mm thick............................................................................................................................................................................. | [17 empty] | 315.83 |  |  |  | 4.52 |  |  | 5.68 | 15.26 |  | 37061
37062 | 50 mm thick............................................................................................................................................................................. | [17 empty] | 458.81 |  |  |  | 5.03 |  |  | 6.82 | 17.11 |  | 37062
Elastomeric insulation c/w cement plaster, galvanized wire netting, painting and finish : -
Per square metre
37063 | 25 mm thick............................................................................................................................................................................. | [17 empty] | 477.41 |  |  |  | 9.93 |  |  | 14.07 | 30.56 |  | 37063
37064 | 50 mm thick............................................................................................................................................................................. | [17 empty] | 626.17 |  |  |  | 10.50 |  |  | 17.01 | 32.74 |  | 37064
Flexible closed cell elastomeric insulation to air duct/ air plenum : -
Per square metre
37065 | 19 mm thick............................................................................................................................................................................. | [17 empty] | 327.30 |  |  |  | 4.52 |  |  | 5.68 | 15.26 |  | 37065
37066 | 25 mm thick............................................................................................................................................................................. | [17 empty] | 392.46 |  |  |  | 5.03 |  |  | 6.19 | 16.14 |  | 37066
Flexible closed cell elastomeric internal lining to air duct/ air plenum : -
Per square metre
37067 | 19 mm thick............................................................................................................................................................................. | [17 empty] | 357.26 |  |  |  | 4.52 |  |  | 5.68 | 15.26 |  | 37067
37068 | 25 mm thick............................................................................................................................................................................. | [17 empty] | 425.97 |  |  |  | 5.03 |  |  | 6.19 | 16.14 |  | 37068
37069 | Vapour barrier of double faced aluminium foil ..................................................................................................................... | [17 empty] | 35.01 |  |  |  | 4.42 |  |  | 5.54 | 14.79 |  | 37069
37070 | Aluminium cladding for air ductwork; hammer finish.......................................................................................................... | [17 empty] | 364.86 |  |  |  | 4.42 |  |  | 5.54 | 14.79 |  | 37070
37/5
37 | HEATING, VENTILATION AND AIR-CONDITIONING - DUCTWORK | [17 empty] | 37
Item | Item
AIR DUCTS, THERMAL INSULATION & ACCESSORIES
(CONT'D)
Take | [24 empty] | Take
Supply | [22 empty] | down |  | down |  | Fix
Proprietary fire protection ductwork of non-combustible calcium silicate | [16 empty] | and | [5 empty] | and |  | and set |  | only
board reinforced with selected fibres and fillers. The board has smooth | [16 empty] | fix | [5 empty] | clear |  | aside for
surface on one face and a lightly textured sanded surface on the other, | [16 empty] | away | [7 empty] | re-use
without insulation : -
A | [22 empty] | B |  | C |  | D
Per square metre |  |  |  |  | $ | [17 empty] | $ |  | $ |  | $
37071 | 9 mm thick............................................................................................................................................................................... | [17 empty] | 902.00 |  |  |  | 9.64 |  |  | 12.64 | 35.91 |  | 37071
37072 | 12 mm thick............................................................................................................................................................................. | [17 empty] | 1,223.88 |  |  |  | 10.03 |  |  | 13.71 | 41.50 |  | 37072
37073 | 25 mm thick............................................................................................................................................................................. | [17 empty] | 1,566.46 |  |  |  | 11.73 |  |  | 15.24 | 43.90 |  | 37073
Proprietary fire protection ductwork of non-combustible composite panel
of fibre reinforced cement, mechanically bonded to punched steel sheet
on both surfaces, without insulation : -
Per square metre
37074 | 9 mm thick............................................................................................................................................................................... | [17 empty] | 1,271.69 |  |  |  | 13.41 |  |  | 16.10 | 39.25 |  | 37074
37075 | 12 mm thick............................................................................................................................................................................. | [17 empty] | 1,804.01 |  |  |  | 14.15 |  |  | 17.07 | 44.92 |  | 37075
37076 | 25mm thick.............................................................................................................................................................................. | [17 empty] | 2,189.90 |  |  |  | 16.20 |  |  | 18.80 | 47.38 |  | 37076
Air registers and diffusers
Air registers (aluminium type) c/w volume control damper of size : -
Each
37077 | Up to 0.1 m²............................................................................................................................................................................. | [17 empty] | 280.29 |  |  |  | 4.41 |  |  | 5.52 | 12.78 |  | 37077
37078 | 0.1 - 0.3 m².............................................................................................................................................................................. | [17 empty] | 552.39 |  |  |  | 5.40 |  |  | 6.62 | 14.81 |  | 37078
37079 | 0.3 - 0.5 m².............................................................................................................................................................................. | [17 empty] | 1,211.07 |  |  |  | 6.52 |  |  | 7.63 | 16.62 |  | 37079
37080 | 0.5 - 0.8 m².............................................................................................................................................................................. | [17 empty] | 1,915.58 |  |  |  | 7.63 |  |  | 8.74 | 18.32 |  | 37080
37/6
37 | HEATING, VENTILATION AND AIR-CONDITIONING - DUCTWORK | [17 empty] | 37
Item | Item
AIR DUCTS, THERMAL INSULATION & ACCESSORIES
(CONT'D) |  |  |  | Take | [20 empty] | Take
Supply | [22 empty] | down |  | down |  | Fix
and | [22 empty] | and |  | and set |  | only
Air registers and diffusers (Cont'd) | [9 empty] | fix | [12 empty] | clear |  | aside for
away | [24 empty] | re-use
Air registers (metal type c/w painting) c/w volume control damper of size : -
A | [22 empty] | B |  | C |  | D
Each |  |  | $ | [19 empty] | $ |  | $ |  | $
37081 | Up to 0.1 m²............................................................................................................................................................................. | [17 empty] | 216.63 |  |  |  | 4.41 |  |  | 5.52 | 12.78 |  | 37081
37082 | 0.1 - 0.3 m².............................................................................................................................................................................. | [17 empty] | 418.00 |  |  |  | 5.40 |  |  | 6.62 | 14.81 |  | 37082
37083 | 0.3 - 0.5 m².............................................................................................................................................................................. | [17 empty] | 815.94 |  |  |  | 6.52 |  |  | 7.63 | 16.62 |  | 37083
37084 | 0.5 - 0.8 m².............................................................................................................................................................................. | [17 empty] | 1,613.52 |  |  |  | 7.63 |  |  | 8.74 | 18.32 |  | 37084
Ceiling diffusers of all shape (aluminium type) with volume control damper of size : -
Each
37085 | Up to 0.1 m²............................................................................................................................................................................. | [17 empty] | 315.53 |  |  |  | 4.41 |  |  | 5.90 | 14.81 |  | 37085
37086 | 0.1 - 0.2 m².............................................................................................................................................................................. | [17 empty] | 512.28 |  |  |  | 4.95 |  |  | 6.56 | 15.68 |  | 37086
37087 | 0.2 - 0.3 m².............................................................................................................................................................................. | [17 empty] | 716.67 |  |  |  | 5.45 |  |  | 7.42 | 16.56 |  | 37087
37088 | 0.3 - 0.5 m².............................................................................................................................................................................. | [17 empty] | 1,149.85 |  |  |  | 6.06 |  |  | 8.35 | 17.43 |  | 37088
Ceiling diffusers of all shape (metal type c/w painting) with volume control damper of size : -
Each
37089 | Up to 0.1 m²............................................................................................................................................................................. | [17 empty] | 218.02 |  |  |  | 4.41 |  |  | 5.90 | 14.81 |  | 37089
37090 | 0.1 - 0.2 m².............................................................................................................................................................................. | [17 empty] | 416.48 |  |  |  | 4.95 |  |  | 6.56 | 15.68 |  | 37090
37091 | 0.2 - 0.3 m².............................................................................................................................................................................. | [17 empty] | 666.89 |  |  |  | 5.45 |  |  | 7.42 | 16.56 |  | 37091
37092 | 0.3 - 0.5 m².............................................................................................................................................................................. | [17 empty] | 1,110.82 |  |  |  | 6.06 |  |  | 8.35 | 17.43 |  | 37092
37/7
37 | HEATING, VENTILATION AND AIR-CONDITIONING - DUCTWORK | [17 empty] | 37
Item | Item
AIR DUCTS, THERMAL INSULATION & ACCESSORIES
(CONT'D) |  |  |  | Take | [20 empty] | Take
Supply | [22 empty] | down |  | down |  | Fix
and | [22 empty] | and |  | and set |  | only
Linear diffusers |  |  |  |  | fix | [17 empty] | clear |  | aside for
away | [24 empty] | re-use
Aluminium linear slot diffuser c/w adjustable damper and accessories : -
A | [22 empty] | B |  | C |  | D
Per linear metre |  |  |  |  | $ | [17 empty] | $ |  | $ |  | $
37093 | 1 slot........................................................................................................................................................................................ | [17 empty] | 374.46 |  |  |  | 5.44 |  |  | 7.13 | 13.86 |  | 37093
37094 | 2 slots....................................................................................................................................................................................... | [17 empty] | 449.05 |  |  |  | 5.44 |  |  | 7.13 | 13.86 |  | 37094
37095 | 3 slots....................................................................................................................................................................................... | [17 empty] | 525.79 |  |  |  | 5.44 |  |  | 7.13 | 13.86 |  | 37095
37096 | 4 slots....................................................................................................................................................................................... | [17 empty] | 598.79 |  |  |  | 5.44 |  |  | 7.13 | 13.86 |  | 37096
Linear air grille
Aluminium linear bar grille c/w blank-off plate where applicable : -
Per linear metre
37097 | Up to 100 mm width............................................................................................................................................................... | [17 empty] | 339.00 |  |  |  | 6.78 |  |  | 10.17 | 19.77 |  | 37097
37098 | 100 mm - 200 mm width......................................................................................................................................................... | [17 empty] | 406.80 |  |  |  | 6.78 |  |  | 10.17 | 19.77 |  | 37098
37099 | 200 mm - 300 mm width......................................................................................................................................................... | [17 empty] | 474.60 |  |  |  | 6.78 |  |  | 10.17 | 19.77 |  | 37099
Aluminium linear bar grille with volume control damper c/w blank-off plate where applicable : -
Per linear metre
37100 | Up to 100 mm width............................................................................................................................................................... | [17 empty] | 440.70 |  |  |  | 8.14 |  |  | 12.20 | 23.72 |  | 37100
37101 | 100 mm -200 mm width.......................................................................................................................................................... | [17 empty] | 508.50 |  |  |  | 8.14 |  |  | 12.20 | 23.72 |  | 37101
37102 | 200 mm - 300 mm width......................................................................................................................................................... | [17 empty] | 576.30 |  |  |  | 8.14 |  |  | 12.20 | 23.72 |  | 37102
37/8
37 | HEATING, VENTILATION AND AIR-CONDITIONING - DUCTWORK | [17 empty] | 37
Item | Item
AIR DUCTS, THERMAL INSULATION & ACCESSORIES
(CONT'D)
Take | [24 empty] | Take
Supply | [22 empty] | down |  | down |  | Fix
Linear air grille (Cont'd) | [5 empty] | and | [16 empty] | and |  | and set |  | only
fix | [22 empty] | clear |  | aside for
Aluminium linear bar grille with detachable core and volume control damper | [16 empty] | away | [7 empty] | re-use
c/w blank-off plate where applicable : -
A | [22 empty] | B |  | C |  | D
Per linear metre |  |  |  |  | $ | [17 empty] | $ |  | $ |  | $
37103 | Up to 100 mm width............................................................................................................................................................... | [17 empty] | 508.50 |  |  |  | 10.17 |  |  | 13.56 | 26.36 |  | 37103
37104 | 100 mm - 200 mm width......................................................................................................................................................... | [17 empty] | 576.30 |  |  |  | 10.17 |  |  | 13.56 | 26.36 |  | 37104
37105 | 200 mm - 300 mm width......................................................................................................................................................... | [17 empty] | 644.10 |  |  |  | 10.17 |  |  | 13.56 | 26.36 |  | 37105
Return air grille
Return air grille (metal type c/w painting) c/w air filter (including hinged type) : -
Each
37106 | Up to 0.1 m²............................................................................................................................................................................. | [17 empty] | 337.89 |  |  |  | 4.41 |  |  | 6.01 | 12.78 |  | 37106
37107 | 0.1 - 0.3 m².............................................................................................................................................................................. | [17 empty] | 692.63 |  |  |  | 5.40 |  |  | 7.65 | 13.64 |  | 37107
37108 | 0.3 - 0.5 m².............................................................................................................................................................................. | [17 empty] | 1,088.32 |  |  |  | 6.52 |  |  | 8.26 | 14.43 |  | 37108
37109 | 0.5 - 0.8 m².............................................................................................................................................................................. | [17 empty] | 1,454.67 |  |  |  | 7.06 |  |  | 8.77 | 15.37 |  | 37109
37110 | 0.8 - 1.1 m².............................................................................................................................................................................. | [17 empty] | 1,821.02 |  |  |  | 7.06 |  |  | 8.77 | 15.37 |  | 37110
Return air grille (aluminium type) c/w air filter : -
Each
37111 | Up to 0.1 m²............................................................................................................................................................................. | [17 empty] | 404.42 |  |  |  | 5.44 |  |  | 7.13 | 12.78 |  | 37111
37112 | 0.1 - 0.3 m².............................................................................................................................................................................. | [17 empty] | 1,090.63 |  |  |  | 6.03 |  |  | 8.24 | 14.81 |  | 37112
37113 | 0.3 - 0.5 m².............................................................................................................................................................................. | [17 empty] | 1,479.56 |  |  |  | 6.54 |  |  | 8.74 | 16.61 |  | 37113
37114 | 0.5 - 0.8 m².............................................................................................................................................................................. | [17 empty] | 1,780.88 |  |  |  | 7.63 |  |  | 10.30 | 18.32 |  | 37114
37115 | 0.8 - 1.1 m².............................................................................................................................................................................. | [17 empty] | 2,082.21 |  |  |  | 7.63 |  |  | 10.30 | 18.32 |  | 37115
Exhaust air grille c/w volume control damper
Aluminium type : -
Each
37116 | Up to 0.2 m²............................................................................................................................................................................. | [17 empty] | 382.12 |  |  |  | 5.44 |  |  | 7.13 | 13.64 |  | 37116
37117 | 0.2 - 0.4 m².............................................................................................................................................................................. | [17 empty] | 600.62 |  |  |  | 6.03 |  |  | 7.65 | 14.43 |  | 37117
37118 | 0.4 - 0.6 m².............................................................................................................................................................................. | [17 empty] | 889.39 |  |  |  | 6.54 |  |  | 8.26 | 15.37 |  | 37118
37/9
37 | HEATING, VENTILATION AND AIR-CONDITIONING - DUCTWORK | [17 empty] | 37
Item | Item
AIR DUCTS, THERMAL INSULATION & ACCESSORIES
(CONT'D) |  |  |  | Take | [20 empty] | Take
Supply | [22 empty] | down |  | down |  | Fix
and | [22 empty] | and |  | and set |  | only
Exhaust air grille c/w volume control damper (Cont'd) | [12 empty] | fix | [9 empty] | clear |  | aside for
away | [24 empty] | re-use
Metal type with painting : -
A | [22 empty] | B |  | C |  | D
Each |  |  | $ | [19 empty] | $ |  | $ |  | $
37119 | Up to 0.2 m²............................................................................................................................................................................. | [17 empty] | 288.24 |  |  |  | 5.44 |  |  | 7.13 | 13.64 |  | 37119
37120 | 0.2 - 0.4 m².............................................................................................................................................................................. | [17 empty] | 408.29 |  |  |  | 6.03 |  |  | 7.65 | 14.43 |  | 37120
37121 | 0.4 - 0.6 m².............................................................................................................................................................................. | [17 empty] | 698.94 |  |  |  | 6.54 |  |  | 8.26 | 15.37 |  | 37121
Per square metre
37122 | Stainless steel 316 exhaust air grille....................................................................................................................................... | [17 empty] | 2,214.75 |  |  |  | 12.27 |  |  | 15.36 | 27.01 |  | 37122
Duct work accessories : -
Each
37123 | Ventglass L.A.......................................................................................................................................................................... | [17 empty] | 263.30 |  |  |  | 4.99 |  |  | 6.26 | 11.79 |  | 37123
37124 | Ventglass L.A. c/w insulation ................................................................................................................................................ | [17 empty] | 397.72 |  |  |  | 4.99 |  |  | 6.78 | 12.69 |  | 37124
Dampers
Fire damper (all type c/w holding frame, enclosure, access panel, electro-
thermal link etc.) of F.S.D. approved type : -
Each
37125 | Up to 0.1 m²............................................................................................................................................................................. | [17 empty] | 726.57 |  |  |  | 8.59 |  |  | 12.87 | 29.23 |  | 37125
37126 | 0.1 - 0.3 m².............................................................................................................................................................................. | [17 empty] | 1,102.21 |  |  |  | 9.59 |  |  | 13.89 | 31.39 |  | 37126
37127 | 0.3 - 0.5 m².............................................................................................................................................................................. | [17 empty] | 1,430.26 |  |  |  | 10.59 |  |  | 14.88 | 32.70 |  | 37127
37128 | 0.5 - 0.8 m².............................................................................................................................................................................. | [17 empty] | 1,951.06 |  |  |  | 11.77 |  |  | 16.06 | 34.48 |  | 37128
37/10
37 | HEATING, VENTILATION AND AIR-CONDITIONING - DUCTWORK | [17 empty] | 37
Item | Item
AIR DUCTS, THERMAL INSULATION & ACCESSORIES
(CONT'D)
Take | [24 empty] | Take
Supply | [22 empty] | down |  | down |  | Fix
Dampers (Cont'd) |  |  |  |  | and | [17 empty] | and |  | and set |  | only
fix | [22 empty] | clear |  | aside for
Fire damper (all type c/w stainless steel blades, galvanised steel holding frame, | [16 empty] | away | [7 empty] | re-use
enclosure, access panel, electro thermal link etc.) of F.S.D. approved type : -
A | [22 empty] | B |  | C |  | D
Each |  |  | $ | [19 empty] | $ |  | $ |  | $
37129 | Up to 0.1 m²............................................................................................................................................................................. | [17 empty] | 994.50 |  |  |  | 8.59 |  |  | 12.87 | 29.23 |  | 37129
37130 | 0.1 - 0.3 m².............................................................................................................................................................................. | [17 empty] | 1,508.66 |  |  |  | 9.59 |  |  | 13.89 | 31.39 |  | 37130
37131 | 0.3 - 0.5 m².............................................................................................................................................................................. | [17 empty] | 1,957.69 |  |  |  | 10.59 |  |  | 14.88 | 32.70 |  | 37131
37132 | 0.5 - 0.8 m².............................................................................................................................................................................. | [17 empty] | 2,670.54 |  |  |  | 11.77 |  |  | 16.06 | 34.48 |  | 37132
Fire damper (all type c/w holding frame, enclosure, access panel, fusible link etc.)
of F.S.D. approved type : -
Each
37133 | Up to 0.1 m²............................................................................................................................................................................. | [17 empty] | 668.44 |  |  |  | 4.70 |  |  | 7.14 | 16.55 |  | 37133
37134 | 0.1 - 0.3 m².............................................................................................................................................................................. | [17 empty] | 1,014.03 |  |  |  | 5.27 |  |  | 7.71 | 17.60 |  | 37134
37135 | 0.3 - 0.5 m².............................................................................................................................................................................. | [17 empty] | 1,315.84 |  |  |  | 5.80 |  |  | 8.25 | 18.35 |  | 37135
37136 | 0.5 - 0.8 m².............................................................................................................................................................................. | [17 empty] | 1,794.98 |  |  |  | 6.45 |  |  | 8.90 | 19.24 |  | 37136
Fire damper (all type c/w stainless steel blades, galvanised steel holding frame,
enclosure, access panel, fusible link etc.) of F.S.D. approved type : -
Each
37137 | Up to 0.1 m²............................................................................................................................................................................. | [17 empty] | 914.94 |  |  |  | 4.70 |  |  | 7.14 | 16.55 |  | 37137
37138 | 0.1 - 0.3 m².............................................................................................................................................................................. | [17 empty] | 1,387.97 |  |  |  | 5.27 |  |  | 7.71 | 17.60 |  | 37138
37139 | 0.3 - 0.5 m².............................................................................................................................................................................. | [17 empty] | 1,801.07 |  |  |  | 5.80 |  |  | 8.25 | 18.35 |  | 37139
37140 | 0.5 - 0.8 m².............................................................................................................................................................................. | [17 empty] | 2,456.90 |  |  |  | 6.45 |  |  | 8.90 | 19.24 |  | 37140
Combined smoke and fire damper c/w holding frame, enclosure, access panel,
fusible link or electromagnet release of F.S.D. approved type : -
Each
37141 | Up to 0.1 m²............................................................................................................................................................................. | [17 empty] | 2,945.69 |  |  |  | 4.99 |  |  | 7.58 | 17.68 |  | 37141
37142 | 0.1 - 0.3 m².............................................................................................................................................................................. | [17 empty] | 3,988.39 |  |  |  | 5.57 |  |  | 8.15 | 18.77 |  | 37142
37143 | 0.3 - 0.5 m².............................................................................................................................................................................. | [17 empty] | 5,407.09 |  |  |  | 6.14 |  |  | 8.74 | 19.60 |  | 37143
37144 | 0.5 - 0.8 m².............................................................................................................................................................................. | [17 empty] | 6,976.08 |  |  |  | 6.84 |  |  | 9.43 | 20.60 |  | 37144
37/11
37 | HEATING, VENTILATION AND AIR-CONDITIONING - DUCTWORK | [17 empty] | 37
Item | Item
AIR DUCTS, THERMAL INSULATION & ACCESSORIES
(CONT'D) |  |  |  | Take | [20 empty] | Take
Supply | [22 empty] | down |  | down |  | Fix
and | [22 empty] | and |  | and set |  | only
Dampers (Cont'd) |  |  |  |  | fix | [17 empty] | clear |  | aside for
away | [24 empty] | re-use
Combined smoke and fire damper c/w actuator and electrical connection : -
A | [22 empty] | B |  | C |  | D
Each |  |  | $ | [19 empty] | $ |  | $ |  | $
37145 | Up to 0.1 m²............................................................................................................................................................................. | [17 empty] | 2,395.31 |  |  |  | 4.46 |  |  | 6.78 | 15.60 |  | 37145
37146 | 0.1 - 0.3 m².............................................................................................................................................................................. | [17 empty] | 3,376.32 |  |  |  | 4.83 |  |  | 7.13 | 16.64 |  | 37146
37147 | 0.3 - 0.5 m².............................................................................................................................................................................. | [17 empty] | 4,399.37 |  |  |  | 5.24 |  |  | 7.56 | 18.13 |  | 37147
37148 | 0.5 - 0.8 m².............................................................................................................................................................................. | [17 empty] | 5,114.67 |  |  |  | 5.96 |  |  | 8.16 | 20.34 |  | 37148
Fire damper to louver door c/w all necessary accessories of F.S.D. approved type : -
Each
37149 | Up to 0.1 m²............................................................................................................................................................................. | [17 empty] | 901.66 |  |  |  | 94.88 |  |  | 100.94 | 257.73 |  | 37149
37150 | 0.1 - 0.3 m².............................................................................................................................................................................. | [17 empty] | 1,107.71 |  |  |  | 107.16 |  |  | 112.60 | 300.74 |  | 37150
37151 | 0.3 - 0.5 m².............................................................................................................................................................................. | [17 empty] | 1,296.41 |  |  |  | 116.37 |  |  | 122.85 | 343.13 |  | 37151
37152 | 0.5 - 0.8 m².............................................................................................................................................................................. | [17 empty] | 1,582.61 |  |  |  | 128.03 |  |  | 133.89 | 428.96 |  | 37152
Motorized damper c/w actuator, coupling, electrical connection, connected to an
electricity supply point : -
Each
37153 | Up to 0.1 m²............................................................................................................................................................................. | [17 empty] | 1,244.83 |  |  |  | 18.38 |  |  | 29.86 | 117.75 |  | 37153
37154 | 0.1 - 0.3 m².............................................................................................................................................................................. | [17 empty] | 2,472.43 |  |  |  | 26.55 |  |  | 37.26 | 137.28 |  | 37154
37155 | 0.3 - 0.5 m².............................................................................................................................................................................. | [17 empty] | 3,292.48 |  |  |  | 29.54 |  |  | 46.13 | 152.37 |  | 37155
37156 | 0.5 - 0.8 m².............................................................................................................................................................................. | [17 empty] | 4,064.75 |  |  |  | 34.01 |  |  | 51.92 | 165.34 |  | 37156
Stainless Steel 304 Volume Control Damper (Motorized type) : -
Each
37157 | 150 x 150 x 150 mm............................................................................................................................................................... | [17 empty] | 2,930.77 |  |  |  | 13.59 |  |  | 20.07 | 31.14 |  | 37157
37158 | 400 x 300 x 200 mm............................................................................................................................................................... | [17 empty] | 4,076.93 |  |  |  | 13.59 |  |  | 20.07 | 31.14 |  | 37158
37159 | 500 x 300 x 200 mm............................................................................................................................................................... | [17 empty] | 5,239.26 |  |  |  | 13.59 |  |  | 20.07 | 31.14 |  | 37159
37/12
37 | HEATING, VENTILATION AND AIR-CONDITIONING - DUCTWORK | [17 empty] | 37
Item | Item
AIR DUCTS, THERMAL INSULATION & ACCESSORIES
(CONT'D) |  |  |  | Take | [20 empty] | Take
Supply | [22 empty] | down |  | down |  | Fix
and | [22 empty] | and |  | and set |  | only
Dampers (Cont'd) |  |  |  |  | fix | [17 empty] | clear |  | aside for
away | [24 empty] | re-use
Stainless Steel 316 Volume Control Damper (Motorized type) : -
A | [22 empty] | B |  | C |  | D
Each |  |  | $ | [19 empty] | $ |  | $ |  | $
37160 | 150 x 150 x 150 mm............................................................................................................................................................... | [17 empty] | 3,757.10 |  |  |  | 13.59 |  |  | 20.07 | 31.14 |  | 37160
37161 | 400 x 300 x 200 mm............................................................................................................................................................... | [17 empty] | 4,863.04 |  |  |  | 13.59 |  |  | 20.07 | 31.14 |  | 37161
37162 | 500 x 300 x 200 mm............................................................................................................................................................... | [17 empty] | 6,111.20 |  |  |  | 13.59 |  |  | 20.07 | 31.14 |  | 37162
37163 | Damper actuator that shall be of the linear or rotary type for either modulating or
two-positioning control........................................................................................................................................................... | [18 empty] | 1,358.32 |  |  |  | 14.59 |  |  | 23.57 | 98.91 |  | 37163
Self-closing (non-return) damper c/w device for position and locking the damper blades,
access panel and label etc. : -
Each
37164 | Up to 0.1 m²............................................................................................................................................................................. | [17 empty] | 163.07 |  |  |  | 4.10 |  |  | 6.21 | 15.39 |  | 37164
37165 | 0.1 - 0.3 m².............................................................................................................................................................................. | [17 empty] | 316.95 |  |  |  | 4.54 |  |  | 6.67 | 16.20 |  | 37165
37166 | 0.3 - 0.5 m².............................................................................................................................................................................. | [17 empty] | 613.45 |  |  |  | 5.03 |  |  | 7.13 | 17.23 |  | 37166
37167 | 0.5 - 0.8 m².............................................................................................................................................................................. | [17 empty] | 1,221.52 |  |  |  | 5.57 |  |  | 7.66 | 18.61 |  | 37167
Air filter c/w enclosure, holding frame and air gasket : -
Per square metre of surface area facing air stream
37168 | Filter for FCU/fresh air filter/pre-filter................................................................................................................................... | [17 empty] | 1,530.05 |  |  |  | 8.10 |  |  | 10.92 | 17.79 |  | 37168
37169 | Main filter cartridge type........................................................................................................................................................ | [17 empty] | 1,911.74 |  |  |  | 8.10 |  |  | 10.92 | 17.79 |  | 37169
37170 | HEPA filter.............................................................................................................................................................................. | [17 empty] | 3,821.53 |  |  |  | 8.10 |  |  | 10.92 | 17.79 |  | 37170
37171 | Bag filter of high efficiency with extended area, deep pleated type mounted to modular
sections and equipped with holding frames & c/w at least four heavy duty spring type
positive sealing latches (Air velocity flow rate of 1.0 to 3.5 m³/s )....................................................................................... | [18 empty] | 1,291.76 |  |  |  | 8.15 |  |  | 11.62 | 18.91 |  | 37171
Perforated diffuser c/w volume control damper and HEPA filter : -
Per set
37172 | 1200 mm x 600 mm................................................................................................................................................................ | [17 empty] | 10,699.83 |  |  |  | 18.85 |  |  | 25.34 | 41.76 |  | 37172
37173 | 600 mm x 600 mm.................................................................................................................................................................. | [17 empty] | 5,699.59 |  |  |  | 15.03 |  |  | 20.20 | 33.58 |  | 37173
37/13
37 | HEATING, VENTILATION AND AIR-CONDITIONING - DUCTWORK | [17 empty] | 37
Item | Item
AIR DUCTS, THERMAL INSULATION & ACCESSORIES
(CONT'D) |  |  |  | Take | [20 empty] | Take
Supply | [22 empty] | down |  | down |  | Fix
and | [22 empty] | and |  | and set |  | only
Electro-static filter and accessories | [9 empty] | fix | [12 empty] | clear |  | aside for
away | [24 empty] | re-use
Nominal airflow rate : -
A | [22 empty] | B |  | C |  | D
Per set |  |  | $ | [19 empty] | $ |  | $ |  | $
37174 | Up to 0.5 m³/s.......................................................................................................................................................................... | [17 empty] | 5,333.40 |  |  |  | 12.96 |  |  | 15.66 | 49.33 |  | 37174
37175 | 0.5 - 1 m³/s............................................................................................................................................................................... | [17 empty] | 10,599.44 |  |  |  | 15.58 |  |  | 18.27 | 54.24 |  | 37175
37176 | 1 - 2 m³/s.................................................................................................................................................................................. | [17 empty] | 21,316.47 |  |  |  | 18.04 |  |  | 20.84 | 59.20 |  | 37176
37177 | 2 - 3 m³/s.................................................................................................................................................................................. | [17 empty] | 22,789.34 |  |  |  | 20.60 |  |  | 23.38 | 64.18 |  | 37177
37178 | 3 - 4 m³/s.................................................................................................................................................................................. | [17 empty] | 25,008.41 |  |  |  | 23.20 |  |  | 25.99 | 73.83 |  | 37178
37179 | 4 - 5 m³/s.................................................................................................................................................................................. | [17 empty] | 28,600.89 |  |  |  | 25.67 |  |  | 28.72 | 78.70 |  | 37179
37180 | 5 - 6 m³/s.................................................................................................................................................................................. | [17 empty] | 32,960.59 |  |  |  | 28.24 |  |  | 31.12 | 87.94 |  | 37180
Active carbon filter c/w high-grade activated carbon filters and pre-filter and housed
in a frame structure
Nominal airflow rate : -
Per set
37181 | Up to 0.5 m³/s.......................................................................................................................................................................... | [17 empty] | 4,778.67 |  |  |  | 8.42 |  |  | 11.35 | 26.79 |  | 37181
37182 | 0.5 - 1 m³/s............................................................................................................................................................................... | [17 empty] | 7,139.68 |  |  |  | 11.22 |  |  | 14.06 | 32.17 |  | 37182
37183 | 1 - 2 m³/s.................................................................................................................................................................................. | [17 empty] | 11,154.96 |  |  |  | 14.03 |  |  | 16.93 | 37.55 |  | 37183
37184 | 2 - 3 m³/s.................................................................................................................................................................................. | [17 empty] | 15,967.98 |  |  |  | 16.84 |  |  | 19.75 | 42.92 |  | 37184
37185 | 3 - 4 m³/s.................................................................................................................................................................................. | [17 empty] | 19,053.54 |  |  |  | 19.50 |  |  | 22.50 | 48.15 |  | 37185
37186 | 4 - 5 m³/s.................................................................................................................................................................................. | [17 empty] | 25,251.05 |  |  |  | 22.20 |  |  | 25.20 | 53.53 |  | 37186
37187 | 5 - 6 m³/s.................................................................................................................................................................................. | [17 empty] | 30,065.94 |  |  |  | 25.01 |  |  | 28.02 | 58.82 |  | 37187
Electric duct heater of black sheathed element type c/w enclosure, access panel, safety
cut-off, thermostat, sail switch and accessories : -
Each
37188 | Up to 3 kW.............................................................................................................................................................................. | [17 empty] | 1,889.18 |  |  |  | 7.85 |  |  | 9.41 | 22.24 |  | 37188
37189 | 3 - 6 kW................................................................................................................................................................................... | [17 empty] | 2,366.88 |  |  |  | 8.34 |  |  | 9.98 | 23.23 |  | 37189
37190 | 6 - 9 kW................................................................................................................................................................................... | [17 empty] | 2,824.52 |  |  |  | 8.93 |  |  | 10.50 | 24.19 |  | 37190
37191 | 9 - 12 kW................................................................................................................................................................................. | [17 empty] | 3,143.22 |  |  |  | 9.41 |  |  | 11.04 | 25.17 |  | 37191
37/14
37 | HEATING, VENTILATION AND AIR-CONDITIONING - DUCTWORK | [17 empty] | 37
Item | Item
AIR DUCTS, THERMAL INSULATION & ACCESSORIES | [14 empty] | Take | [9 empty] | Take
(CONT'D) |  |  |  | Supply | [18 empty] | down |  | down |  | Fix
and | [22 empty] | and |  | and set |  | only
fix | [22 empty] | clear |  | aside for
Duct silencers : - |  |  |  |  | away | [19 empty] | re-use
A | [22 empty] | B |  | C |  | D
Pet set |  |  | $ | [19 empty] | $ |  | $ |  | $
37192 | Up to 0.5 m³/s.......................................................................................................................................................................... | [17 empty] | 2,487.78 |  |  |  | 16.02 |  |  | 26.77 | 87.06 |  | 37192
37193 | 0.5 - 0.75 m³/s......................................................................................................................................................................... | [17 empty] | 2,627.27 |  |  |  | 19.59 |  |  | 30.36 | 94.98 |  | 37193
37194 | 0.75 - 1.0 m³/s......................................................................................................................................................................... | [17 empty] | 3,608.27 |  |  |  | 24.00 |  |  | 34.89 | 102.66 |  | 37194
37195 | Add to last item for each additional 0.25 m³/s or part thereof............................................................................................... | [17 empty] | 994.41 |  |  |  | 3.70 |  |  | 4.28 | 8.17 |  | 37195
Ductwork acoustic insulation : -
Per square metre
37196 | Ductwork acoustic insulation, 50mm thick including metal perforated sheet...................................................................... | [17 empty] | 912.88 |  |  |  | 9.17 |  |  | 13.41 | 31.07 |  | 37196
Duct access panel : -
Each
37197 | Up to 0.1 m²............................................................................................................................................................................. | [17 empty] | 269.93 |  |  |  | 6.93 |  |  | 8.11 | 15.26 |  | 37197
37198 | 0.1 - 0.25 m²............................................................................................................................................................................ | [17 empty] | 401.93 |  |  |  | 8.12 |  |  | 9.32 | 17.11 |  | 37198
37199 | 0.25 - 0.5 m²............................................................................................................................................................................ | [17 empty] | 708.41 |  |  |  | 9.86 |  |  | 11.04 | 19.83 |  | 37199
Regulation damper : -
Each
37200 | Regulation damper c/w operating handle, access panel, device for position and locking the
damper blades, label etc. ........................................................................................................................................................ | [18 empty] | 253.73 |  |  |  | 13.57 |  |  | 18.06 | 34.70 |  | 37200
Galvanized iron wire mesh : -
Per square metre
37201 | Galvanized iron wire mesh (straight lattice mesh/diamond mesh)........................................................................................ | [17 empty] | 140.43 |  |  |  | 9.34 |  |  | 11.17 | 21.49 |  | 37201
Galvanized iron air duct c/w volume control damper, painted with anti-corrosive paint : -
Per square metre
37202 | 1.0 mm thick............................................................................................................................................................................ | [17 empty] | 522.15 |  |  |  | 10.53 |  |  | 15.48 | 32.84 |  | 37202
37203 | 1.2 mm thick............................................................................................................................................................................ | [17 empty] | 588.83 |  |  |  | 11.68 |  |  | 16.76 | 34.82 |  | 37203
37/15
37 | HEATING, VENTILATION AND AIR-CONDITIONING - DUCTWORK | [17 empty] | 37
Item | Item
AIR DUCTS, THERMAL INSULATION & ACCESSORIES | [14 empty] | Take | [9 empty] | Take
(CONT'D) |  |  |  | Supply | [18 empty] | down |  | down |  | Fix
and | [22 empty] | and |  | and set |  | only
fix | [22 empty] | clear |  | aside for
Anti-acidic/anti-corrosive PVC duct for exhaust fans of diameter : - | [16 empty] | away | [7 empty] | re-use
A | [22 empty] | B |  | C |  | D
Per linear metre |  |  |  |  | $ | [17 empty] | $ |  | $ |  | $
37204 | 150 mm.................................................................................................................................................................................... | [17 empty] | 935.93 |  |  |  | 5.27 |  |  | 9.17 | 16.24 |  | 37204
37205 | 250 mm ................................................................................................................................................................................... | [17 empty] | 979.47 |  |  |  | 6.47 |  |  | 10.53 | 20.25 |  | 37205
37206 | 300 mm.................................................................................................................................................................................... | [17 empty] | 1,136.69 |  |  |  | 7.83 |  |  | 11.88 | 24.27 |  | 37206
Air duct cleaning : -
Each
37207 | Air duct cleaning point c/w metal flange and air tight screw plug fixing on air duct with no
work on ceiling or demountable ceiling ................................................................................................................................ | [18 empty] | 49.33 |  |  |  | - |  |  | - | - |  | 37207
37208 | Air duct cleaning point c/w metal flange, extended collar, air tight screw plug fixing on air
duct with fixed ceiling ........................................................................................................................................................... | [18 empty] | 59.26 |  |  |  | - |  |  | - | - |  | 37208
Per linear metre
37209 | Air duct cleaning and disinfection process with proprietary type compressed air lance,
disinfection application lance, sampling probe and necessary accessories, video recording,
video inspection and reporting................................................................................................................................................ | [18 empty] | 92.60 |  |  |  | - |  |  | - | - |  | 37209
Per point
37210 | Inspection and photograph taking using borescope, c/w particulate and micro-biological
monitoring report ................................................................................................................................................................... | [18 empty] | 418.08 |  |  |  | - |  |  | - | - |  | 37210
Protection coating paint : -
Per square metre
37211 | Protection coating paint for thermal insulation (flexible closed cell elastomeric) of same
manufacturer as the thermal insulation for ductwork at outdoor area................................................................................... | [18 empty] | 1,238.68 |  |  |  | - |  |  | - | - |  | 37211
37/16
Section 38
HEATING, VENTILATION AND AIR-CONDITIONING - EQUIPMENT
38 | HEATING, VENTILATION AND AIR-CONDITIONING - EQUIPMENT | [17 empty] | 38
Item | Item
UNITARY AIR CONDITIONERS
Air to air packaged air conditioner (refrigerant R22) c/w motors, compressors, | [16 empty] | Take | [7 empty] | Take
filter, filter chamber, noise control equipment, copper tube with pre-corrosion | [16 empty] | Supply | [5 empty] | down |  | down |  | Fix
resisting treated aluminium fins cooling coils, condensers, blowers, starters, | [16 empty] | and | [5 empty] | and |  | and set |  | only
refrigerant, drain pan, emergency stop button, probe type smoke detector, local | [16 empty] | fix | [5 empty] | clear |  | aside for
control panel. |  |  |  |  | away | [19 empty] | re-use
External or internally mounted, of cooling capacity : -
A | [22 empty] | B |  | C |  | D
Each |  |  | $ | [19 empty] | $ |  | $ |  | $
38001 | Up to 15 kW............................................................................................................................................................................ | [17 empty] | - |  |  |  | 183.06 |  |  | 202.32 | 701.38 |  | 38001
38002 | 15 - 21 kW............................................................................................................................................................................... | [17 empty] | - |  |  |  | 198.53 |  |  | 210.05 | 718.73 |  | 38002
38003 | 21 - 30 kW............................................................................................................................................................................... | [17 empty] | - |  |  |  | 203.45 |  |  | 229.36 | 732.61 |  | 38003
38004 | 30 - 50 kW............................................................................................................................................................................... | [17 empty] | - |  |  |  | 208.40 |  |  | 240.73 | 756.32 |  | 38004
Air to air packaged air conditioner (refrigerant zero ODP) c/w motors, compressors,
filter, filter chamber, noise control equipment, copper tube with pre-corrosion
resisting treated aluminium fins cooling coils, condensers, blowers, starters,
refrigerant, drain pan, emergency stop button, probe type smoke detector, local
control panel.
External or internally mounted, of cooling capacity : -
Each
38005 | Up to 15 kW............................................................................................................................................................................ | [17 empty] | 22,245.46 |  |  |  | 183.06 |  |  | 202.32 | 701.38 |  | 38005
38006 | 15 - 21 kW............................................................................................................................................................................... | [17 empty] | 28,654.38 |  |  |  | 198.53 |  |  | 210.05 | 718.73 |  | 38006
38007 | 21 - 30 kW............................................................................................................................................................................... | [17 empty] | 41,728.53 |  |  |  | 203.45 |  |  | 229.36 | 732.61 |  | 38007
38008 | 30 - 50 kW............................................................................................................................................................................... | [17 empty] | 52,687.30 |  |  |  | 208.40 |  |  | 240.73 | 756.32 |  | 38008
38009 | 50 - 61 kW............................................................................................................................................................................... | [17 empty] | 60,574.07 |  |  |  | 215.12 |  |  | 249.40 | 780.58 |  | 38009
38010 | 61 - 91 kW............................................................................................................................................................................... | [17 empty] | 71,976.34 |  |  |  | 217.13 |  |  | 260.16 | 805.75 |  | 38010
38/1
38 | HEATING, VENTILATION AND AIR-CONDITIONING - EQUIPMENT | [17 empty] | 38
Item | Item
UNITARY AIR CONDITIONERS (CONT'D)
Air cooled packaged heat recovery chiller (refrigerant zero ODP) c/w motor, | [16 empty] | Take | [7 empty] | Take
compressor, condenser, blower, noise control equipment, copper tube with pre- | [16 empty] | Supply | [5 empty] | down |  | down |  | Fix
corrosion resisting treated copper fins evaporators, filter drier, water strainer, crank | [17 empty] | and |  |  |  |  | and |  | and set |  | only
case heater, switch, muffler, refrigerant, oil separator, safety cutout, control metering | [17 empty] | fix |  |  |  |  | clear |  | aside for
device, temperature thermometers, starter, receiver, seamless copper tubing, | [16 empty] | away | [7 empty] | re-use
weather-proof cabinet, emergency stop button.
Cooling capacity : -
A | [22 empty] | B |  | C |  | D
Each |  |  | $ | [19 empty] | $ |  | $ |  | $
38011 | 300 - 400 kW........................................................................................................................................................................... | [17 empty] | 10,075.90 |  |  |  | 3,908.06 |  |  | 5,258.53 | 14,454.64 |  | 38011
(The actual rate should be : $1,007,590.00 for Item 38011A)
38012 | 400 - 500 kW........................................................................................................................................................................... | [17 empty] | 11,209.36 |  |  |  | 4,317.50 |  |  | 5,800.29 | 16,043.20 |  | 38012
(The actual rate should be : $1,120,936.00 for Item 38012A)
38013 | 500 - 600 kW........................................................................................................................................................................... | [17 empty] | 13,145.27 |  |  |  | 5,096.00 |  |  | 6,361.36 | 18,327.51 |  | 38013
(The actual rate should be : $1,314,527.00 for Item 38013A)
38014 | 600 - 700 kW........................................................................................................................................................................... | [17 empty] | 15,737.64 |  |  |  | 5,586.63 |  |  | 7,220.16 | 19,915.53 |  | 38014
(The actual rate should be : $1,573,764.00 for Item 38014A)
38015 | 700 - 800 kW........................................................................................................................................................................... | [17 empty] | 17,585.41 |  |  |  | 5,850.98 |  |  | 7,322.48 | 21,039.82 |  | 38015
(The actual rate should be : $1,758,541.00 for Item 38015A)
38016 | 800 - 900 kW........................................................................................................................................................................... | [17 empty] | 19,211.65 |  |  |  | 6,003.01 |  |  | 7,527.39 | 21,845.17 |  | 38016
(The actual rate should be : $1,921,165.00 for Item 38016A)
Acoustic enclosure for above chillers : -
Each
38017 | 300 - 400 kW........................................................................................................................................................................... | [17 empty] | 10,578.35 |  |  |  | 695.88 |  |  | 1,062.38 | 2,449.72 |  | 38017
(The actual rate should be : $105,783.50 for Item 38017A)
38018 | 400 - 500 kW........................................................................................................................................................................... | [17 empty] | 11,876.67 |  |  |  | 799.16 |  |  | 1,139.27 | 2,890.40 |  | 38018
(The actual rate should be : $118,766.70 for Item 38018A)
38019 | 500 - 600 kW........................................................................................................................................................................... | [17 empty] | 14,720.42 |  |  |  | 1,023.40 |  |  | 1,488.88 | 3,902.30 |  | 38019
(The actual rate should be : $147,204.20 for Item 38019A)
38020 | 600 - 700 kW........................................................................................................................................................................... | [17 empty] | 18,548.19 |  |  |  | 1,196.87 |  |  | 1,668.77 | 4,568.88 |  | 38020
(The actual rate should be : $185,481.90 for Item 38020A)
38021 | 700 - 800 kW........................................................................................................................................................................... | [17 empty] | 20,606.35 |  |  |  | 1,355.43 |  |  | 2,028.76 | 5,115.18 |  | 38021
(The actual rate should be : $206,063.50 for Item 38021A)
38022 | 800 - 900 kW........................................................................................................................................................................... | [17 empty] | 22,246.78 |  |  |  | 1,495.62 |  |  | 2,244.77 | 5,643.20 |  | 38022
(The actual rate should be : $222,467.80 for Item 38022A)
38/2
38 | HEATING, VENTILATION AND AIR-CONDITIONING - EQUIPMENT | [17 empty] | 38
Item | Item
UNITARY AIR CONDITIONERS (CONT'D)
Air cooled packaged water chiller (refrigerant zero ODP) for external mounting c/w | [17 empty] | Take | [6 empty] | Take
motors, compressors, condensers, blowers, noise control equipment, copper tube with | [17 empty] | Supply |  |  |  |  | down |  | down |  | Fix
pre-corrosion resisting treated copper fins, evaporators, filter drier, water strainer, | [16 empty] | and | [5 empty] | and |  | and set |  | only
capacity controller, liquid receivers, starters, refrigerant, weather-proof cabinet, | [16 empty] | fix | [5 empty] | clear |  | aside for
emergency stop button, local control panel. | [9 empty] | away | [14 empty] | re-use
Cooling capacity : -
A | [22 empty] | B |  | C |  | D
Each |  |  | $ | [19 empty] | $ |  | $ |  | $
38023 | Up to 44 kW............................................................................................................................................................................ | [17 empty] | 93,036.82 |  |  |  | 1,075.49 |  |  | 1,299.80 | 4,094.45 |  | 38023
38024 | 44 - 68 kW............................................................................................................................................................................... | [17 empty] | 12,457.66 |  |  |  | 1,326.78 |  |  | 1,946.69 | 5,447.66 |  | 38024
(The actual rate should be : $124,576.60 for Item 38024A)
38025 | 68 - 100 kW............................................................................................................................................................................. | [17 empty] | 18,765.63 |  |  |  | 1,770.78 |  |  | 2,626.75 | 7,074.15 |  | 38025
(The actual rate should be : $187,656.30 for Item 38025A)
38026 | 100 - 150kW............................................................................................................................................................................ | [17 empty] | 26,246.75 |  |  |  | 2,184.69 |  |  | 3,245.04 | 7,520.09 |  | 38026
(The actual rate should be : $262,467.50 for Item 38026A)
38027 | 150 - 200 kW........................................................................................................................................................................... | [17 empty] | 32,657.49 |  |  |  | 2,731.04 |  |  | 3,916.50 | 9,105.16 |  | 38027
(The actual rate should be : $326,574.90 for Item 38027A)
38028 | 200 - 300 kW........................................................................................................................................................................... | [17 empty] | 37,725.17 |  |  |  | 2,888.49 |  |  | 4,213.72 | 10,089.50 |  | 38028
(The actual rate should be : $377,251.70 for Item 38028A)
38029 | 300 - 350 kW........................................................................................................................................................................... | [17 empty] | 60,383.53 |  |  |  | 3,489.86 |  |  | 4,641.97 | 10,694.92 |  | 38029
(The actual rate should be : $603,835.30 for Item 38029A)
38030 | 350 - 450 kW........................................................................................................................................................................... | [17 empty] | 69,051.08 |  |  |  | 4,109.62 |  |  | 5,621.77 | 12,080.36 |  | 38030
(The actual rate should be : $690,510.80 for Item 38030A)
Acoustic enclosure for above chillers : -
Each
38031 | Up to 100 kW.......................................................................................................................................................................... | [17 empty] | 37,005.71 |  |  |  | 309.45 |  |  | 508.99 | 1,661.69 |  | 38031
38032 | 100 - 150 kW........................................................................................................................................................................... | [17 empty] | 51,666.49 |  |  |  | 370.91 |  |  | 625.70 | 1,800.49 |  | 38032
38033 | 150 - 200 kW........................................................................................................................................................................... | [17 empty] | 64,456.99 |  |  |  | 437.94 |  |  | 852.34 | 2,176.22 |  | 38033
38034 | 200 - 300 kW........................................................................................................................................................................... | [17 empty] | 74,893.51 |  |  |  | 527.26 |  |  | 979.80 | 2,292.33 |  | 38034
38035 | 300 - 350 kW........................................................................................................................................................................... | [17 empty] | 12,049.14 |  |  |  | 618.84 |  |  | 1,075.68 | 2,633.82 |  | 38035
(The actual rate should be : $120,491.40 for Item 38035A)
38036 | 350 - 450 kW........................................................................................................................................................................... | [17 empty] | 14,691.86 |  |  |  | 745.48 |  |  | 1,189.59 | 2,779.13 |  | 38036
(The actual rate should be : $146,918.60 for Item 38036A)
38/3
38 | HEATING, VENTILATION AND AIR-CONDITIONING - EQUIPMENT | [17 empty] | 38
Item | Item
UNITARY AIR CONDITIONERS (CONT'D)
Air cooled packaged water chiller (refrigerant zero ODP) for external mounting c/w | [17 empty] | Take | [6 empty] | Take
motors, 'scroll' compressor, condensers, blowers, copper tube with pre-corrosion | [16 empty] | Supply | [5 empty] | down |  | down |  | Fix
resisting treated aluminium fins, evaporator, filter drier, water strainer, capacity | [16 empty] | and | [5 empty] | and |  | and set |  | only
controller, starters, refrigerant, weather-proof cabinet, emergency stop button, local | [17 empty] | fix |  |  |  |  | clear |  | aside for
control panel, expansion vessel and circulating pump set. | [14 empty] | away | [9 empty] | re-use
Cooling capacity : -
A | [22 empty] | B |  | C |  | D
Each |  |  | $ | [19 empty] | $ |  | $ |  | $
38037 | Up to 25 kW............................................................................................................................................................................ | [17 empty] | 65,464.15 |  |  |  | 874.02 |  |  | 1,115.95 | 4,125.88 |  | 38037
38038 | 25 - 45 kW............................................................................................................................................................................... | [17 empty] | 89,916.88 |  |  |  | 1,061.44 |  |  | 1,246.35 | 4,830.58 |  | 38038
38039 | 45 - 100 kW............................................................................................................................................................................. | [17 empty] | 21,515.08 |  |  |  | 1,430.82 |  |  | 2,084.61 | 5,796.66 |  | 38039
(The actual rate should be : $215,150.80 for Item 38039A)
38040 | 100 - 140 kW........................................................................................................................................................................... | [17 empty] | 25,649.80 |  |  |  | 2,084.61 |  |  | 2,956.19 | 7,205.53 |  | 38040
(The actual rate should be : $256,498.00 for Item 38040A)
38041 | 140 - 170 kW........................................................................................................................................................................... | [17 empty] | 28,939.23 |  |  |  | 2,182.78 |  |  | 3,262.32 | 7,768.18 |  | 38041
(The actual rate should be : $289,392.30 for Item 38041A)
38042 | 170 - 230 kW........................................................................................................................................................................... | [17 empty] | 37,511.80 |  |  |  | 2,743.62 |  |  | 3,733.01 | 8,806.78 |  | 38042
(The actual rate should be : $375,118.00 for Item 38042A)
38043 | 230 - 300 kW........................................................................................................................................................................... | [17 empty] | 47,513.12 |  |  |  | 3,397.93 |  |  | 4,282.15 | 10,018.48 |  | 38043
(The actual rate should be : $475,131.20 for Item 38043A)
38044 | 300 - 350 kW........................................................................................................................................................................... | [17 empty] | 54,656.92 |  |  |  | 3,865.30 |  |  | 4,674.39 | 10,883.99 |  | 38044
(The actual rate should be : $546,569.20 for Item 38044A)
38045 | 350 - 400 kW........................................................................................................................................................................... | [17 empty] | 61,800.72 |  |  |  | 4,332.67 |  |  | 5,066.64 | 11,749.49 |  | 38045
(The actual rate should be : $618,007.20 for Item 38045A)
38/4
38 | HEATING, VENTILATION AND AIR-CONDITIONING - EQUIPMENT | [17 empty] | 38
Item | Item
UNITARY AIR CONDITIONERS (CONT'D)
Air cooled packaged water chiller (refrigerant zero ODP) for external mounting c/w | [17 empty] | Take | [6 empty] | Take
motors, 'screw' compressor, condensers, blowers, copper tube with pre-corrosion | [16 empty] | Supply | [5 empty] | down |  | down |  | Fix
resisting treated aluminium fins, evaporator, filter drier, water strainer, capacity | [16 empty] | and | [5 empty] | and |  | and set |  | only
controller, starters, refrigerant, weather-proof cabinet, emergency stop button, local | [17 empty] | fix |  |  |  |  | clear |  | aside for
control panel, expansion vessel and circulating pump set. | [14 empty] | away | [9 empty] | re-use
Cooling capacity : -
A | [22 empty] | B |  | C |  | D
Each |  |  | $ | [19 empty] | $ |  | $ |  | $
38046 | Up to 25 kW............................................................................................................................................................................ | [17 empty] | 44,480.51 |  |  |  | 789.19 |  |  | 1,006.42 | 3,731.53 |  | 38046
38047 | 25 - 45 kW............................................................................................................................................................................... | [17 empty] | 79,941.52 |  |  |  | 955.80 |  |  | 1,119.29 | 4,369.84 |  | 38047
38048 | 45 - 100 kW............................................................................................................................................................................. | [17 empty] | 16,876.20 |  |  |  | 1,282.21 |  |  | 1,863.01 | 5,243.79 |  | 38048
(The actual rate should be : $168,762.00 for Item 38048A)
38049 | 100 - 140 kW........................................................................................................................................................................... | [17 empty] | 25,279.77 |  |  |  | 1,863.01 |  |  | 2,633.97 | 6,502.77 |  | 38049
(The actual rate should be : $252,797.70 for Item 38049A)
38050 | 140 - 170 kW........................................................................................................................................................................... | [17 empty] | 32,365.81 |  |  |  | 1,952.00 |  |  | 2,910.58 | 6,996.13 |  | 38050
(The actual rate should be : $323,658.10 for Item 38050A)
38051 | 170 - 230 kW........................................................................................................................................................................... | [17 empty] | 38,960.66 |  |  |  | 2,450.37 |  |  | 3,322.00 | 7,917.53 |  | 38051
(The actual rate should be : $389,606.60 for Item 38051A)
38052 | 230 - 300 kW........................................................................................................................................................................... | [17 empty] | 46,654.65 |  |  |  | 3,031.81 |  |  | 3,801.99 | 8,992.50 |  | 38052
(The actual rate should be : $466,546.50 for Item 38052A)
38053 | 300 - 350 kW........................................................................................................................................................................... | [17 empty] | 52,150.35 |  |  |  | 3,447.11 |  |  | 4,144.85 | 9,760.32 |  | 38053
(The actual rate should be : $521,503.50 for Item 38053A)
38054 | 350 - 400 kW........................................................................................................................................................................... | [17 empty] | 57,646.06 |  |  |  | 3,862.42 |  |  | 4,487.70 | 10,528.17 |  | 38054
(The actual rate should be : $576,460.60 for Item 38054A)
38/5
38 | HEATING, VENTILATION AND AIR-CONDITIONING - EQUIPMENT | [17 empty] | 38
Item | Item
UNITARY AIR CONDITIONERS (CONT'D)
Take | [24 empty] | Take
Water-cooled packaged chiller (refrigerant zero ODP) c/w motor, semi-hermetic screw | [17 empty] | Supply |  |  |  |  | down |  | down |  | Fix
type compressor, shell and tube evaporator / condenser, refrigeration components, and | [17 empty] | and |  |  |  |  | and |  | and set |  | only
control panel : - |  |  |  |  | fix | [17 empty] | clear |  | aside for
away | [24 empty] | re-use
Cooling capacity : -
A | [22 empty] | B |  | C |  | D
Each |  |  | $ | [19 empty] | $ |  | $ |  | $
38055 | 400 - 500 kW........................................................................................................................................................................... | [17 empty] | 65,413.18 |  |  |  | 3,499.48 |  |  | 4,728.26 | 10,703.52 |  | 38055
(The actual rate should be : $654,131.80 for Item 38055A)
38056 | 500 - 600 kW........................................................................................................................................................................... | [17 empty] | 76,011.60 |  |  |  | 4,200.72 |  |  | 5,676.98 | 12,806.28 |  | 38056
(The actual rate should be : $760,116.00 for Item 38056A)
38057 | 600 - 700 kW........................................................................................................................................................................... | [17 empty] | 90,731.96 |  |  |  | 4,838.60 |  |  | 6,550.30 | 15,321.70 |  | 38057
(The actual rate should be : $907,319.60 for Item 38057A)
38058 | 700 - 800 kW........................................................................................................................................................................... | [17 empty] | 10,684.91 |  |  |  | 5,680.88 |  |  | 7,688.56 | 18,028.25 |  | 38058
(The actual rate should be : $1,068,491.00 for Item 38058A)
38059 | 800 - 900 kW........................................................................................................................................................................... | [17 empty] | 13,469.59 |  |  |  | 7,733.97 |  |  | 9,988.73 | 22,953.29 |  | 38059
(The actual rate should be : $1,346,959.00for Item 38059A)
38060 | 900 - 1000 kW......................................................................................................................................................................... | [17 empty] | 15,585.26 |  |  |  | 9,954.80 |  |  | 12,994.26 | 27,351.29 |  | 38060
(The actual rate should be : $1,558,526.00 for Item 38060A)
Automatic tube cleaning system for above chiller : -
Each
38061 | 400 - 500 kW........................................................................................................................................................................... | [17 empty] | 15,973.85 |  |  |  | 49.76 |  |  | 51.98 | 327.29 |  | 38061
38062 | 500 - 600 kW........................................................................................................................................................................... | [17 empty] | 17,920.54 |  |  |  | 54.71 |  |  | 57.06 | 359.84 |  | 38062
38063 | 600 - 700 kW........................................................................................................................................................................... | [17 empty] | 19,215.91 |  |  |  | 58.82 |  |  | 61.38 | 385.10 |  | 38063
38064 | 700 - 800 kW........................................................................................................................................................................... | [17 empty] | 20,141.40 |  |  |  | 62.00 |  |  | 64.72 | 413.64 |  | 38064
38065 | 800 - 900 kW........................................................................................................................................................................... | [17 empty] | 21,380.07 |  |  |  | 65.28 |  |  | 68.10 | 430.39 |  | 38065
38066 | 900 - 1000 kW......................................................................................................................................................................... | [17 empty] | 22,316.59 |  |  |  | 66.55 |  |  | 70.09 | 461.63 |  | 38066
38/6
38 | HEATING, VENTILATION AND AIR-CONDITIONING - EQUIPMENT | [17 empty] | 38
Item | Item
UNITARY AIR CONDITIONERS (CONT'D)
Air to air split type air conditioners (refrigerant zero ODP) of cooling capacity as
specified (direct expansion) | [9 empty] | Take | [14 empty] | Take
Supply | [22 empty] | down |  | down |  | Fix
Condensing units c/w motors, compressors, condenser, copper tubes and pre-painted | [17 empty] | and |  |  |  |  | and |  | and set |  | only
anti-corrosion resin coated aluminium fins, blowers, filter drier, refrigerant, | [16 empty] | fix | [5 empty] | clear |  | aside for
refrigerant pipework to the internally mounted AHU/ FCU, starters, weather-proof | [17 empty] | away | [6 empty] | re-use
cabinet, emergency stop button, liquid receivers.
Cooling capacity : -
A | [22 empty] | B |  | C |  | D
Each |  |  | $ | [19 empty] | $ |  | $ |  | $
38067 | Up to 14 kW............................................................................................................................................................................ | [17 empty] | 17,587.98 |  |  |  | 466.94 |  |  | 653.15 | 1,822.00 |  | 38067
38068 | 14 - 20 kW............................................................................................................................................................................... | [17 empty] | 22,739.44 |  |  |  | 559.36 |  |  | 701.48 | 2,140.33 |  | 38068
38069 | 20 - 30 kW............................................................................................................................................................................... | [17 empty] | 31,353.80 |  |  |  | 579.10 |  |  | 734.47 | 2,370.03 |  | 38069
38070 | 30 - 44 kW............................................................................................................................................................................... | [17 empty] | 40,885.00 |  |  |  | 637.41 |  |  | 783.95 | 2,581.96 |  | 38070
38071 | 44 - 58 kW............................................................................................................................................................................... | [17 empty] | 61,826.09 |  |  |  | 688.53 |  |  | 839.31 | 2,789.23 |  | 38071
38072 | 58 - 86 kW............................................................................................................................................................................... | [17 empty] | 80,967.46 |  |  |  | 763.10 |  |  | 917.22 | 2,972.55 |  | 38072
Condensing units c/w motors, compressors, condenser, copper tubes and pre-painted
anti-corrosion resin coated aluminium fins, blowers, filter drier, refrigerant, refrigerant
pipework to the internally mounted PAU, starters, weather-proof cabinet, emergency stop
button, liquid receivers.
Cooling capacity : -
Each
38073 | Up to 14 kW............................................................................................................................................................................ | [17 empty] | 18,653.62 |  |  |  | 483.39 |  |  | 699.91 | 2,499.71 |  | 38073
38074 | 14 - 20 kW............................................................................................................................................................................... | [17 empty] | 23,530.44 |  |  |  | 537.76 |  |  | 786.57 | 2,499.71 |  | 38074
38075 | 20 - 30 kW............................................................................................................................................................................... | [17 empty] | 33,632.66 |  |  |  | 604.74 |  |  | 799.06 | 2,499.71 |  | 38075
38076 | 30 - 44 kW............................................................................................................................................................................... | [17 empty] | 46,240.83 |  |  |  | 623.23 |  |  | 937.04 | 2,723.24 |  | 38076
38077 | 44 - 58 kW............................................................................................................................................................................... | [17 empty] | 74,583.88 |  |  |  | 696.31 |  |  | 1,019.98 | 2,888.58 |  | 38077
38078 | 58 - 86 kW............................................................................................................................................................................... | [17 empty] | 93,378.14 |  |  |  | 783.48 |  |  | 1,110.28 | 3,103.51 |  | 38078
38/7
38 | HEATING, VENTILATION AND AIR-CONDITIONING - EQUIPMENT | [17 empty] | 38
Item | Item
UNITARY AIR CONDITIONERS (CONT'D)
Air to air split type air conditioners (refrigerant zero ODP) of cooling capacity as | [16 empty] | Take | [7 empty] | Take
specified (direct expansion) (Cont'd) | [9 empty] | Supply | [12 empty] | down |  | down |  | Fix
and | [22 empty] | and |  | and set |  | only
Internal mounted DX AHU/ FCU of copper tube and pre-treated anti-corrosion | [16 empty] | fix | [5 empty] | clear |  | aside for
aluminium fin cooling coil, c/w filter chamber, flexible connector, air filters, filter | [16 empty] | away | [7 empty] | re-use
clog indicator, starters, emergency stop button, local control panel.
Cooling capacity : -
A | [22 empty] | B |  | C |  | D
Each |  |  | $ | [19 empty] | $ |  | $ |  | $
38079 | Up to 14 kW............................................................................................................................................................................ | [17 empty] | 8,775.20 |  |  |  | 147.39 |  |  | 238.58 | 742.29 |  | 38079
38080 | 14 - 20 kW............................................................................................................................................................................... | [17 empty] | 10,636.77 |  |  |  | 165.17 |  |  | 254.57 | 785.24 |  | 38080
38081 | 20 - 30 kW............................................................................................................................................................................... | [17 empty] | 13,505.31 |  |  |  | 173.14 |  |  | 261.05 | 827.94 |  | 38081
38082 | 30 - 44 kW............................................................................................................................................................................... | [17 empty] | 20,969.85 |  |  |  | 182.53 |  |  | 265.62 | 871.53 |  | 38082
38083 | 44 - 58 kW............................................................................................................................................................................... | [17 empty] | 27,532.51 |  |  |  | 200.65 |  |  | 279.58 | 915.02 |  | 38083
38084 | 58 - 86 kW............................................................................................................................................................................... | [17 empty] | 33,153.28 |  |  |  | 206.55 |  |  | 290.52 | 941.02 |  | 38084
Internal mounted DX PAU of copper tube and pre-treated anti-corrosion aluminium fin
cooling coil, c/w filter chamber, flexible connector, air filters, filter clog indicator,
starters, emergency stop button, local control panel.
Cooling capacity : -
Each
38085 | Up to 14 kW............................................................................................................................................................................ | [17 empty] | 8,766.55 |  |  |  | 151.67 |  |  | 240.22 | 786.34 |  | 38085
38086 | 14 - 20 kW............................................................................................................................................................................... | [17 empty] | 10,620.64 |  |  |  | 169.33 |  |  | 255.14 | 860.51 |  | 38086
38087 | 20 - 30 kW............................................................................................................................................................................... | [17 empty] | 13,486.08 |  |  |  | 177.73 |  |  | 261.53 | 913.32 |  | 38087
38088 | 30 - 44 kW............................................................................................................................................................................... | [17 empty] | 22,340.35 |  |  |  | 187.66 |  |  | 265.73 | 970.38 |  | 38088
38089 | 44 - 58 kW............................................................................................................................................................................... | [17 empty] | 29,182.65 |  |  |  | 200.70 |  |  | 281.41 | 1,031.56 |  | 38089
38090 | 58 - 86 kW............................................................................................................................................................................... | [17 empty] | 34,297.09 |  |  |  | 206.86 |  |  | 294.19 | 1,076.66 |  | 38090
38/8
38 | HEATING, VENTILATION AND AIR-CONDITIONING - EQUIPMENT | [17 empty] | 38
Item | Item
UNITARY AIR CONDITIONERS (CONT'D)
Air to air split type room air conditioner (direct expansion type), (refrigerant zero | [16 empty] | Take | [7 empty] | Take
ODP), indoor and outdoor unit (shall consist of copper tube and pre-treated | [16 empty] | Supply | [5 empty] | down |  | down |  | Fix
anti-corrosion aluminium fins), refrigerant pipe work not exceeding manufacturer's | [17 empty] | and |  |  |  |  | and |  | and set |  | only
maximum permitted length, refrigerant, local control panel. | [14 empty] | fix | [7 empty] | clear |  | aside for
away | [24 empty] | re-use
Complete set with indoor unit of wall mounted type, cooling only
Cooling capacity : -
A | [22 empty] | B |  | C |  | D
Each |  |  | $ | [19 empty] | $ |  | $ |  | $
38091 | Up to 3.5 kW........................................................................................................................................................................... | [17 empty] | 10,089.59 |  |  |  | 348.44 |  |  | 420.87 | 1,347.52 |  | 38091
38092 | 3.5 - 5.2 kW............................................................................................................................................................................. | [17 empty] | 13,828.35 |  |  |  | 378.03 |  |  | 452.25 | 1,447.46 |  | 38092
38093 | 5.2 - 6.5 kW............................................................................................................................................................................. | [17 empty] | 17,754.10 |  |  |  | 406.76 |  |  | 481.19 | 1,629.87 |  | 38093
38094 | 6.5 - 7.5 kW............................................................................................................................................................................. | [17 empty] | 21,229.49 |  |  |  | 435.42 |  |  | 511.02 | 1,719.80 |  | 38094
38095 | 7.5 - 9.5 kW............................................................................................................................................................................. | [17 empty] | 25,168.01 |  |  |  | 463.94 |  |  | 540.54 | 1,796.45 |  | 38095
38096 | 9.5 - 12 kW.............................................................................................................................................................................. | [17 empty] | 31,155.50 |  |  |  | 492.42 |  |  | 565.70 | 1,890.91 |  | 38096
Complete set with indoor unit of ceiling suspended type, cooling only
Cooling capacity : -
Each
38097 | Up to 6.5 kW........................................................................................................................................................................... | [17 empty] | 16,964.56 |  |  |  | 451.48 |  |  | 532.83 | 1,689.45 |  | 38097
38098 | 6.5 - 7.5 kW............................................................................................................................................................................. | [17 empty] | 19,165.42 |  |  |  | 481.95 |  |  | 566.91 | 1,759.09 |  | 38098
38099 | 7.5 - 9 kW................................................................................................................................................................................ | [17 empty] | 23,825.08 |  |  |  | 511.75 |  |  | 598.36 | 1,809.42 |  | 38099
38100 | 9 - 11 kW................................................................................................................................................................................. | [17 empty] | 28,424.14 |  |  |  | 541.25 |  |  | 629.20 | 1,904.72 |  | 38100
38101 | 11 - 13 kW............................................................................................................................................................................... | [17 empty] | 34,060.37 |  |  |  | 601.22 |  |  | 693.98 | 1,998.54 |  | 38101
38102 | 13 - 17 kW............................................................................................................................................................................... | [17 empty] | 41,670.92 |  |  |  | 656.91 |  |  | 749.94 | 2,102.92 |  | 38102
Complete set with indoor unit of ceiling cassette type, cooling only
Cooling capacity : -
Each
38103 | Up to 5 kW.............................................................................................................................................................................. | [17 empty] | 14,767.26 |  |  |  | 428.20 |  |  | 484.33 | 1,280.95 |  | 38103
38104 | 5 - 6 kW................................................................................................................................................................................... | [17 empty] | 17,429.79 |  |  |  | 437.75 |  |  | 505.68 | 1,430.33 |  | 38104
38105 | 6 - 8 kW................................................................................................................................................................................... | [17 empty] | 22,754.87 |  |  |  | 456.84 |  |  | 548.39 | 1,729.10 |  | 38105
38106 | 8 -11 kW.................................................................................................................................................................................. | [17 empty] | 30,817.09 |  |  |  | 522.42 |  |  | 596.46 | 1,902.30 |  | 38106
38107 | 11 - 13 kW............................................................................................................................................................................... | [17 empty] | 36,348.94 |  |  |  | 541.25 |  |  | 629.20 | 1,984.33 |  | 38107
38108 | 13 - 16.5 kW............................................................................................................................................................................ | [17 empty] | 46,433.69 |  |  |  | 606.43 |  |  | 696.85 | 2,071.91 |  | 38108
38/9
38 | HEATING, VENTILATION AND AIR-CONDITIONING - EQUIPMENT | [17 empty] | 38
Item | Item
UNITARY AIR CONDITIONERS (CONT'D)
Air to air split type room air conditioner (direct expansion type), (refrigerant zero | [16 empty] | Take | [7 empty] | Take
ODP), indoor and outdoor unit (shall consist of copper tube and pre-treated | [16 empty] | Supply | [5 empty] | down |  | down |  | Fix
anti-corrosion aluminium fins), refrigerant pipe work not exceeding manufacturer's | [17 empty] | and |  |  |  |  | and |  | and set |  | only
maximum permitted length, refrigerant, local control panel. (Cont'd) | [16 empty] | fix | [5 empty] | clear |  | aside for
away | [24 empty] | re-use
Complete set with indoor unit of ceiling mounted ducted type, cooling only
Cooling capacity : -
A | [22 empty] | B |  | C |  | D
Each |  |  | $ | [19 empty] | $ |  | $ |  | $
38109 | Up to 5 kW.............................................................................................................................................................................. | [17 empty] | 11,813.81 |  |  |  | 428.20 |  |  | 484.33 | 1,280.95 |  | 38109
38110 | 5 - 6 kW................................................................................................................................................................................... | [17 empty] | 13,943.83 |  |  |  | 437.75 |  |  | 505.68 | 1,430.33 |  | 38110
38111 | 6 - 8 kW................................................................................................................................................................................... | [17 empty] | 18,203.89 |  |  |  | 456.84 |  |  | 548.39 | 1,729.10 |  | 38111
38112 | 8 -11 kW.................................................................................................................................................................................. | [17 empty] | 24,653.67 |  |  |  | 522.42 |  |  | 596.46 | 1,902.30 |  | 38112
38113 | 11 - 13 kW............................................................................................................................................................................... | [17 empty] | 29,079.15 |  |  |  | 541.25 |  |  | 629.20 | 1,984.33 |  | 38113
38114 | 13 - 16.5 kW............................................................................................................................................................................ | [17 empty] | 37,146.95 |  |  |  | 606.43 |  |  | 696.85 | 2,071.91 |  | 38114
Complete set with indoor unit of wall mounted type; cooling/ heating (heat pump)
Cooling and heating capacity : -
Each
38115 | Up to 6 kW (cooling) and up to 7.5 kW (heating).................................................................................................................. | [17 empty] | 17,533.44 |  |  |  | 440.66 |  |  | 514.16 | 1,631.56 |  | 38115
38116 | 6 - 8 kW (cooling) and 7.5 - 9 kW (heating).......................................................................................................................... | [17 empty] | 22,254.21 |  |  |  | 478.75 |  |  | 554.11 | 1,757.46 |  | 38116
38117 | 8 - 11 kW (cooling) and 9 - 11 kW (heating)......................................................................................................................... | [17 empty] | 29,335.34 |  |  |  | 535.85 |  |  | 614.05 | 1,946.32 |  | 38117
38/10
38 | HEATING, VENTILATION AND AIR-CONDITIONING - EQUIPMENT | [17 empty] | 38
Item | Item
UNITARY AIR CONDITIONERS (CONT'D)
Air to air split type room air conditioner (direct expansion type), (refrigerant zero | [16 empty] | Take | [7 empty] | Take
ODP), indoor and outdoor unit (shall consist of copper tube and pre-treated | [16 empty] | Supply | [5 empty] | down |  | down |  | Fix
anti-corrosion aluminium fins), refrigerant pipe work not exceeding manufacturer's | [17 empty] | and |  |  |  |  | and |  | and set |  | only
maximum permitted length, refrigerant, local control panel. (Cont'd) | [16 empty] | fix | [5 empty] | clear |  | aside for
away | [24 empty] | re-use
Complete set with indoor unit of ceiling suspended type, cooling/ heating (heat pump)
Cooling and heating capacity : -
A | [22 empty] | B |  | C |  | D
Each |  |  | $ | [19 empty] | $ |  | $ |  | $
38118 | Up to 6 kW (cooling) and up to 7.5 kW (heating).................................................................................................................. | [17 empty] | 19,474.36 |  |  |  | 438.86 |  |  | 512.35 | 1,803.74 |  | 38118
38119 | 6 - 8 kW (cooling) and 7.5 - 9 kW (heating).......................................................................................................................... | [17 empty] | 24,518.16 |  |  |  | 517.49 |  |  | 599.18 | 1,907.42 |  | 38119
38120 | 8 - 11 kW (cooling) and 9 - 11 kW (heating)......................................................................................................................... | [17 empty] | 32,083.88 |  |  |  | 635.43 |  |  | 729.42 | 2,062.95 |  | 38120
Complete set with indoor unit of ceiling cassette type, cooling/ heating (heat pump)
Cooling and heating capacity : -
Each
38121 | Up to 6 kW (cooling) and up to 7.5 kW (heating).................................................................................................................. | [17 empty] | 20,741.94 |  |  |  | 435.05 |  |  | 541.40 | 1,680.17 |  | 38121
38122 | 6 - 8 kW (cooling) and 7.5 - 9 kW (heating).......................................................................................................................... | [17 empty] | 26,701.68 |  |  |  | 500.66 |  |  | 597.18 | 1,819.72 |  | 38122
38123 | 8 - 11 kW (cooling) and 9 - 11 kW (heating)......................................................................................................................... | [17 empty] | 35,641.30 |  |  |  | 599.08 |  |  | 680.87 | 2,029.03 |  | 38123
Complete set with indoor unit of ceiling mounted ducted type, cooling/ heating
(heat pump)
Cooling and heating capacity : -
Each
38124 | Up to 6 kW (cooling) and up to 7.5 kW (heating).................................................................................................................. | [17 empty] | 16,593.55 |  |  |  | 435.05 |  |  | 541.40 | 1,680.17 |  | 38124
38125 | 6 - 8 kW (cooling) and 7.5 - 9 kW (heating).......................................................................................................................... | [17 empty] | 21,361.34 |  |  |  | 500.66 |  |  | 597.18 | 1,819.72 |  | 38125
38126 | 8 - 11 kW (cooling) and 9 - 11 kW (heating)......................................................................................................................... | [17 empty] | 28,513.04 |  |  |  | 599.08 |  |  | 680.87 | 2,029.03 |  | 38126
38/11
38 | HEATING, VENTILATION AND AIR-CONDITIONING - EQUIPMENT | [17 empty] | 38
Item | Item
UNITARY AIR CONDITIONERS (CONT'D)
Air to air split type room air conditioner (Inverter type), (refrigerant zero | [16 empty] | Take | [7 empty] | Take
ODP), indoor and outdoor unit (shall consist of copper tube and pre-treated | [16 empty] | Supply | [5 empty] | down |  | down |  | Fix
anti-corrosion aluminium fins), refrigerant pipe work not exceeding manufacturer's | [17 empty] | and |  |  |  |  | and |  | and set |  | only
maximum permitted length, refrigerant, local control panel. | [14 empty] | fix | [7 empty] | clear |  | aside for
away | [24 empty] | re-use
Complete set with indoor unit of wall mounted type, cooling only
Cooling capacity : -
A | [22 empty] | B |  | C |  | D
Each |  |  | $ | [19 empty] | $ |  | $ |  | $
38127 | Up to 3.5 kW........................................................................................................................................................................... | [17 empty] | 10,961.00 |  |  |  | 348.44 |  |  | 420.87 | 1,347.52 |  | 38127
38128 | 3.5 - 5.2 kW............................................................................................................................................................................. | [17 empty] | 14,803.00 |  |  |  | 378.03 |  |  | 452.25 | 1,447.46 |  | 38128
38129 | 5.2 - 6.5 kW............................................................................................................................................................................. | [17 empty] | 18,475.50 |  |  |  | 406.76 |  |  | 481.19 | 1,629.87 |  | 38129
38130 | 6.5 - 7.5 kW............................................................................................................................................................................. | [17 empty] | 22,035.00 |  |  |  | 435.42 |  |  | 511.02 | 1,719.80 |  | 38130
38131 | 7.5 - 9.5 kW............................................................................................................................................................................. | [17 empty] | 25,990.00 |  |  |  | 463.94 |  |  | 540.54 | 1,796.45 |  | 38131
38132 | 9.5 - 12.0 kW........................................................................................................................................................................... | [17 empty] | 31,640.00 |  |  |  | 492.42 |  |  | 565.70 | 1,890.91 |  | 38132
Complete set with indoor unit of ceiling suspended type, cooling only
Cooling capacity : -
Each
38133 | Up to 6.5 kW........................................................................................................................................................................... | [17 empty] | 19,886.97 |  |  |  | 451.48 |  |  | 532.83 | 1,689.45 |  | 38133
38134 | 6.5 - 7.5 kW............................................................................................................................................................................. | [17 empty] | 23,673.81 |  |  |  | 481.95 |  |  | 566.91 | 1,759.09 |  | 38134
38135 | 7.5 - 9 kW................................................................................................................................................................................ | [17 empty] | 27,441.36 |  |  |  | 511.75 |  |  | 598.36 | 1,809.42 |  | 38135
38136 | 9 - 11 kW................................................................................................................................................................................. | [17 empty] | 32,397.62 |  |  |  | 541.25 |  |  | 629.20 | 1,904.72 |  | 38136
38137 | 11 - 13 kW............................................................................................................................................................................... | [17 empty] | 41,069.62 |  |  |  | 601.22 |  |  | 693.98 | 1,998.54 |  | 38137
38138 | 13 - 17 kW............................................................................................................................................................................... | [17 empty] | 46,892.78 |  |  |  | 656.91 |  |  | 749.94 | 2,102.92 |  | 38138
Complete set with indoor unit of ceiling cassette type, cooling only
Cooling capacity : -
Each
38139 | Up to 5 kW.............................................................................................................................................................................. | [17 empty] | 15,356.23 |  |  |  | 428.20 |  |  | 484.33 | 1,280.95 |  | 38139
38140 | 5 - 6 kW................................................................................................................................................................................... | [17 empty] | 18,732.89 |  |  |  | 437.75 |  |  | 505.68 | 1,430.33 |  | 38140
38141 | 6 - 8 kW................................................................................................................................................................................... | [17 empty] | 23,725.88 |  |  |  | 456.84 |  |  | 548.39 | 1,729.10 |  | 38141
38142 | 8 -11 kW.................................................................................................................................................................................. | [17 empty] | 31,527.19 |  |  |  | 522.42 |  |  | 596.46 | 1,902.30 |  | 38142
38143 | 11 - 13 kW............................................................................................................................................................................... | [17 empty] | 37,477.02 |  |  |  | 541.25 |  |  | 629.20 | 1,984.33 |  | 38143
38144 | 13 - 16.5 kW............................................................................................................................................................................ | [17 empty] | 47,246.44 |  |  |  | 606.43 |  |  | 696.85 | 2,071.91 |  | 38144
38/12
38 | HEATING, VENTILATION AND AIR-CONDITIONING - EQUIPMENT | [17 empty] | 38
Item | Item
UNITARY AIR CONDITIONERS (CONT'D)
Air to air split type room air conditioner (Inverter type), (refrigerant zero | [16 empty] | Take | [7 empty] | Take
ODP), indoor and outdoor unit (shall consist of copper tube and pre-treated | [16 empty] | Supply | [5 empty] | down |  | down |  | Fix
anti-corrosion aluminium fins), refrigerant pipe work not exceeding manufacturer's | [17 empty] | and |  |  |  |  | and |  | and set |  | only
maximum permitted length, refrigerant, local control panel. (Cont'd) | [16 empty] | fix | [5 empty] | clear |  | aside for
away | [24 empty] | re-use
Complete set with indoor unit of ceiling mounted ducted type, cooling only
Cooling capacity : -
A | [22 empty] | B |  | C |  | D
Each |  |  | $ | [19 empty] | $ |  | $ |  | $
38145 | Up to 5 kW.............................................................................................................................................................................. | [17 empty] | 15,274.87 |  |  |  | 428.20 |  |  | 484.33 | 1,280.95 |  | 38145
38146 | 5 - 6 kW................................................................................................................................................................................... | [17 empty] | 20,468.57 |  |  |  | 437.75 |  |  | 505.68 | 1,430.33 |  | 38146
38147 | 6 - 8 kW................................................................................................................................................................................... | [17 empty] | 23,762.25 |  |  |  | 456.84 |  |  | 548.39 | 1,729.10 |  | 38147
38148 | 8 -11 kW.................................................................................................................................................................................. | [17 empty] | 32,744.12 |  |  |  | 522.42 |  |  | 596.46 | 1,902.30 |  | 38148
38149 | 11 - 13 kW............................................................................................................................................................................... | [17 empty] | 39,945.55 |  |  |  | 541.25 |  |  | 629.20 | 1,984.33 |  | 38149
38150 | 13 - 16.5 kW............................................................................................................................................................................ | [17 empty] | 44,483.07 |  |  |  | 606.43 |  |  | 696.85 | 2,071.91 |  | 38150
Complete set with indoor unit of wall mounted type, cooling/ heating (heat pump)
Cooling and heating capacity : -
Each
38151 | Up to 6 kW (cooling) and up to 7.5 kW (heating).................................................................................................................. | [17 empty] | 20,452.84 |  |  |  | 440.66 |  |  | 514.16 | 1,631.56 |  | 38151
38152 | 6 - 8 kW (cooling) and 7.5 - 9 kW (heating).......................................................................................................................... | [17 empty] | 28,024.40 |  |  |  | 478.75 |  |  | 554.11 | 1,757.46 |  | 38152
38153 | 8 - 11 kW (cooling) and 9 - 11 kW (heating)......................................................................................................................... | [17 empty] | 39,381.76 |  |  |  | 535.85 |  |  | 614.05 | 1,946.32 |  | 38153
Complete set with indoor unit of ceiling suspended type, cooling/ heating (heat pump)
Cooling and heating capacity : -
Each
38154 | Up to 6 kW (cooling) and up to 7.5 kW (heating).................................................................................................................. | [17 empty] | 25,985.29 |  |  |  | 438.86 |  |  | 512.35 | 1,803.74 |  | 38154
38155 | 6 - 8 kW (cooling) and 7.5 - 9 kW (heating).......................................................................................................................... | [17 empty] | 33,857.49 |  |  |  | 517.49 |  |  | 599.18 | 1,907.42 |  | 38155
38156 | 8 - 11 kW (cooling) and 9 - 11 kW (heating)......................................................................................................................... | [17 empty] | 39,176.67 |  |  |  | 635.43 |  |  | 729.42 | 2,062.95 |  | 38156
38/13
38 | HEATING, VENTILATION AND AIR-CONDITIONING - EQUIPMENT | [17 empty] | 38
Item | Item
UNITARY AIR CONDITIONERS (CONT'D)
Air to air split type room air conditioner (Inverter type), (refrigerant zero | [16 empty] | Take | [7 empty] | Take
ODP), indoor and outdoor unit (shall consist of copper tube and pre-treated | [16 empty] | Supply | [5 empty] | down |  | down |  | Fix
anti-corrosion aluminium fins), refrigerant pipe work not exceeding manufacturer's | [17 empty] | and |  |  |  |  | and |  | and set |  | only
maximum permitted length, refrigerant, local control panel. (Cont'd) | [16 empty] | fix | [5 empty] | clear |  | aside for
away | [24 empty] | re-use
Complete set with indoor unit of ceiling cassette type, cooling/ heating (heat pump)
Cooling and heating capacity : -
A | [22 empty] | B |  | C |  | D
Each |  |  | $ | [19 empty] | $ |  | $ |  | $
38157 | Up to 6 kW (cooling) and up to 7.5 kW (heating).................................................................................................................. | [17 empty] | 29,341.42 |  |  |  | 435.05 |  |  | 541.40 | 1,680.17 |  | 38157
38158 | 6 - 8 kW (cooling) and 7.5 - 9 kW (heating).......................................................................................................................... | [17 empty] | 36,689.60 |  |  |  | 500.66 |  |  | 597.18 | 1,819.72 |  | 38158
38159 | 8 - 11 kW (cooling) and 9 - 11 kW (heating)......................................................................................................................... | [17 empty] | 45,689.92 |  |  |  | 599.08 |  |  | 680.87 | 2,029.03 |  | 38159
Complete set with indoor unit of ceiling mounted ducted type, cooling/ heating (heat pump)
Cooling and heating capacity : -
Each
38160 | Up to 6 kW (cooling) and up to 7.5 kW (heating).................................................................................................................. | [17 empty] | 20,840.45 |  |  |  | 435.05 |  |  | 541.40 | 1,680.17 |  | 38160
38161 | 6 - 8 kW (cooling) and 7.5 - 9 kW (heating).......................................................................................................................... | [17 empty] | 27,190.48 |  |  |  | 500.66 |  |  | 597.18 | 1,819.72 |  | 38161
38162 | 8 - 11 kW (cooling) and 9 - 11 kW (heating)......................................................................................................................... | [17 empty] | 34,071.31 |  |  |  | 599.08 |  |  | 680.87 | 2,029.03 |  | 38162
Window-split type air-conditioner with remote controller
Cooling capacity : -
Each
38163 | Up to 2.8 kW........................................................................................................................................................................... | [17 empty] | 9,549.87 |  |  |  | 378.64 |  |  | 457.11 | 1,462.83 |  | 38163
38164 | 2.8 - 3.7 kW............................................................................................................................................................................. | [17 empty] | 12,349.33 |  |  |  | 410.75 |  |  | 490.77 | 1,602.57 |  | 38164
38165 | 3.7 - 5.5 kW............................................................................................................................................................................. | [17 empty] | 16,125.44 |  |  |  | 442.77 |  |  | 524.34 | 1,778.03 |  | 38165
38166 | 3.7 - 5.5 kW for dual indoor units........................................................................................................................................... | [17 empty] | 19,277.89 |  |  |  | 509.46 |  |  | 607.02 | 2,112.65 |  | 38166
38167 | 5.5 - 7.0 kW............................................................................................................................................................................. | [17 empty] | 19,272.21 |  |  |  | 469.45 |  |  | 552.32 | 1,924.24 |  | 38167
38/14
38 | HEATING, VENTILATION AND AIR-CONDITIONING - EQUIPMENT | [17 empty] | 38
Item | Item
UNITARY AIR CONDITIONERS (CONT'D)
Take | [24 empty] | Take
Supply | [22 empty] | down |  | down |  | Fix
Window-split type air-conditioner with remote controller (Cont'd) | [16 empty] | and | [5 empty] | and |  | and set |  | only
fix | [22 empty] | clear |  | aside for
Cooling capacity : - (Cont'd) | [9 empty] | away | [14 empty] | re-use
A | [22 empty] | B |  | C |  | D
Each |  |  | $ | [19 empty] | $ |  | $ |  | $
38168 | 7.0 - 7.9kW.............................................................................................................................................................................. | [17 empty] | 21,160.26 |  |  |  | 491.69 |  |  | 575.64 | 2,046.08 |  | 38168
Stainless steel 316 panel housing; weatherproof type : -
Each
38169 | Panel for housing gauges for split type A/C outdoor units (gauges measured separately)................................................... | [17 empty] | 810.93 |  |  |  | 86.13 |  |  | 148.80 | 336.33 |  | 38169
Computer room air conditioning unit (direct expansion type with refrigerant zero
ODP), indoor and outdoor unit (outdoor unit shall consist of copper pipes and
pre-treated anti-corrosion aluminium fins) with electrode boiler humidifier, electric reheat,
microprocessor control with local alarm and BMS interface provisions, high efficient filter,
refrigerant pipework with length not exceeding manufacturer's maximum permitted length,
local control panel. Operating room conditions are 22ºC, 50% RH at ambient 35ºC.
Cooling capacity : -
Each
38170 | Up to 13 kW............................................................................................................................................................................ | [17 empty] | 68,440.46 |  |  |  | 537.10 |  |  | 701.77 | 2,246.90 |  | 38170
38171 | 13 - 26 kW............................................................................................................................................................................... | [17 empty] | 89,700.64 |  |  |  | 652.71 |  |  | 812.98 | 2,635.51 |  | 38171
38172 | 26 - 35 kW............................................................................................................................................................................... | [17 empty] | 10,530.83 |  |  |  | 714.84 |  |  | 882.15 | 2,811.26 |  | 38172
(The actual rate should be : $105,308.30 for Item 38172A)
38173 | 35 - 50 kW............................................................................................................................................................................... | [17 empty] | 11,939.62 |  |  |  | 776.54 |  |  | 943.97 | 2,985.49 |  | 38173
(The actual rate should be : $119,396.20 for Item 38173A)
38174 | 50 - 75 kW............................................................................................................................................................................... | [17 empty] | 15,628.39 |  |  |  | 827.66 |  |  | 981.13 | 3,110.84 |  | 38174
(The actual rate should be : $156,283.90 for Item 38174A)
38175 | 75 - 84 kW............................................................................................................................................................................... | [17 empty] | 16,956.35 |  |  |  | 846.06 |  |  | 994.51 | 3,155.97 |  | 38175
(The actual rate should be : $169,563.50 for Item 38175A)
Acoustic enclosure for above computer room air conditioning units c/w acoustic panels
and supporting framework: -
Each
38176 | Up to 13 kW............................................................................................................................................................................ | [17 empty] | 7,488.17 |  |  |  | 154.54 |  |  | 274.81 | 911.89 |  | 38176
38177 | 13 - 26 kW............................................................................................................................................................................... | [17 empty] | 8,407.22 |  |  |  | 173.51 |  |  | 308.54 | 1,023.81 |  | 38177
38178 | 26 - 35 kW............................................................................................................................................................................... | [17 empty] | 10,420.25 |  |  |  | 215.05 |  |  | 382.42 | 1,268.95 |  | 38178
38179 | 35 - 50 kW............................................................................................................................................................................... | [17 empty] | 13,129.85 |  |  |  | 270.97 |  |  | 481.86 | 1,598.91 |  | 38179
38180 | 50 - 75 kW............................................................................................................................................................................... | [17 empty] | 14,586.77 |  |  |  | 301.03 |  |  | 535.33 | 1,776.34 |  | 38180
38181 | 75 - 84 kW............................................................................................................................................................................... | [17 empty] | 15,747.99 |  |  |  | 325.00 |  |  | 577.95 | 1,917.75 |  | 38181
38/15
38 | HEATING, VENTILATION AND AIR-CONDITIONING - EQUIPMENT | [17 empty] | 38
Item | Item
UNITARY AIR CONDITIONERS (CONT'D) | [14 empty] | Take | [9 empty] | Take
Supply | [22 empty] | down |  | down |  | Fix
and | [22 empty] | and |  | and set |  | only
Water detection system : - | [9 empty] | fix | [12 empty] | clear |  | aside for
away | [24 empty] | re-use
A | [22 empty] | B |  | C |  | D
Each |  |  | $ | [19 empty] | $ |  | $ |  | $
38182 | Water detection system with control panel providing audio and visual alarm, location of leak and
BMS interface provisions connected to water-sensing cable for operation .......................................................................... | [18 empty] | 18,022.31 |  |  |  | 257.96 |  |  | 279.86 | 873.44 |  | 38182
Per linear metre
38183 | Water sensing cable complete with branch connector, zone connector, compatible with the
above water detection system c/w all necessary mountings .................................................................................................. | [18 empty] | 207.14 |  |  |  | 2.68 |  |  | 6.14 | 24.97 |  | 38183
Each
38184 | Water leakage detection sensor; point type, complete with detection module, stainless steel
probes, controller with buzzer, control panel, cables and cable containments,
and all necessary accessories and BMS interface provisions................................................................................................. | [18 empty] | 5,217.66 |  |  |  | 145.46 |  |  | 193.95 | 242.43 |  | 38184
38185 | Water leakage detection sensor; point type, complete with cables and containments.......................................................... | [17 empty] | 448.95 |  |  |  | 13.99 |  |  | 18.65 | 23.31 |  | 38185
Per set
38186 | Temperature and humidity recorder....................................................................................................................................... | [17 empty] | 6,733.05 |  |  |  | 5.54 |  |  | 7.02 | 43.83 |  | 38186
Reheat coil air conditioners for dehumidity Internal mounted direct expansion fan coil
unit of copper tube aluminium fins coils c/w filter and chamber, air filter, filter clog
indicator, electric expansion valve, thermostat humidistat, fan speed control unit,
auto-swing mechanism, starters, drain pan, connection to outdoor condensing unit.
Ceiling concealed type : -
Per set
38187 | Up to 5.8 kW........................................................................................................................................................................... | [17 empty] | 44,661.78 |  |  |  | 117.15 |  |  | 593.03 | 622.59 |  | 38187
38188 | 5.8 - 14.5 kW........................................................................................................................................................................... | [17 empty] | 61,221.50 |  |  |  | 117.15 |  |  | 832.37 | 909.15 |  | 38188
Ceiling suspended type : -
Per set
38189 | Up to 5.8 kW........................................................................................................................................................................... | [17 empty] | 40,032.44 |  |  |  | 117.15 |  |  | 593.03 | 684.54 |  | 38189
38190 | 5.8 - 14.5 kW........................................................................................................................................................................... | [17 empty] | 56,117.62 |  |  |  | 117.15 |  |  | 832.37 | 909.15 |  | 38190
38/16
38 | HEATING, VENTILATION AND AIR-CONDITIONING - EQUIPMENT | [17 empty] | 38
Item | Item
UNITARY AIR CONDITIONERS (CONT'D)
Variable refrigerant volume (VRV) system (refrigerant zero ODP)
Outdoor condensing units c/w insulated gate bipolar transistor type inverter or the | [16 empty] | Take | [7 empty] | Take
equivalent, hermetic scroll compressor, anti-corrosion resin coated condensing fin, | [17 empty] | Supply |  |  |  |  | down |  | down |  | Fix
propeller fan, accumulator, high pressure switch, crank case heater, over current | [16 empty] | and | [5 empty] | and |  | and set |  | only
protection for inverter, short recycling timer and oil recovery system, refrigerant | [16 empty] | fix | [5 empty] | clear |  | aside for
(zero ODP), refrigerant pipework (with length not exceeding manufacturer's | [16 empty] | away | [7 empty] | re-use
maximum permitted length) to the indoor units, weather proof cabinet, emergency
stop button, local control panel for operation.
Cooling and heating (heat pump), capacity : -
A | [22 empty] | B |  | C |  | D
Per set |  |  | $ | [19 empty] | $ |  | $ |  | $
38191 | Up to 8 kW.............................................................................................................................................................................. | [17 empty] | 33,900.00 |  |  |  | 621.50 |  |  | 678.00 | 2,260.00 |  | 38191
38192 | 8 - 14 kW................................................................................................................................................................................. | [17 empty] | 68,420.72 |  |  |  | 678.00 |  |  | 734.50 | 2,373.00 |  | 38192
38193 | 14 - 20 kW............................................................................................................................................................................... | [17 empty] | 93,707.27 |  |  |  | 706.26 |  |  | 848.98 | 2,740.71 |  | 38193
38194 | 20 - 30 kW............................................................................................................................................................................... | [17 empty] | 98,692.46 |  |  |  | 815.31 |  |  | 970.44 | 2,948.80 |  | 38194
38195 | 30 - 44 kW............................................................................................................................................................................... | [17 empty] | 13,546.41 |  |  |  | 925.37 |  |  | 1,087.07 | 3,130.49 |  | 38195
(The actual rate should be : $135,464.10 for Item 38195A)
38196 | 44 - 58 kW............................................................................................................................................................................... | [17 empty] | 17,787.15 |  |  |  | 1,031.23 |  |  | 1,182.11 | 3,317.25 |  | 38196
(The actual rate should be : $177,871.50 for Item 38196A)
38197 | 58 - 86 kW............................................................................................................................................................................... | [17 empty] | 24,570.91 |  |  |  | 1,166.16 |  |  | 1,366.77 | 3,531.35 |  | 38197
(The actual rate should be : $245,709.10 for Item 38197A)
38198 | 86 - 90 kW............................................................................................................................................................................... | [17 empty] | 25,540.02 |  |  |  | 1,185.44 |  |  | 1,393.15 | 3,561.93 |  | 38198
(The actual rate should be : $255,400.20 for Item 38198A)
Cooling only, capacity : -
Per set
38199 | Up to 8 kW.............................................................................................................................................................................. | [17 empty] | 31,640.00 |  |  |  | 621.50 |  |  | 678.00 | 2,260.00 |  | 38199
38200 | 8 - 14 kW................................................................................................................................................................................. | [17 empty] | 63,827.58 |  |  |  | 678.00 |  |  | 734.50 | 2,373.00 |  | 38200
38201 | 14 - 20 kW............................................................................................................................................................................... | [17 empty] | 78,991.20 |  |  |  | 706.26 |  |  | 848.98 | 2,740.71 |  | 38201
38202 | 20 - 30 kW............................................................................................................................................................................... | [17 empty] | 94,886.86 |  |  |  | 815.31 |  |  | 970.44 | 2,948.80 |  | 38202
38203 | 30 - 44 kW............................................................................................................................................................................... | [17 empty] | 13,098.09 |  |  |  | 925.37 |  |  | 1,087.07 | 3,130.49 |  | 38203
(The actual rate should be : $130,980.90for Item 38203A)
38204 | 44 - 58 kW............................................................................................................................................................................... | [17 empty] | 17,125.68 |  |  |  | 1,031.23 |  |  | 1,182.11 | 3,317.25 |  | 38204
(The actual rate should be : $171,256.80 for Item 38204A)
38205 | 58 - 86 kW............................................................................................................................................................................... | [17 empty] | 23,455.71 |  |  |  | 1,166.16 |  |  | 1,366.77 | 3,531.35 |  | 38205
(The actual rate should be : $234,557.10 for Item 38205A)
38/17
38 | HEATING, VENTILATION AND AIR-CONDITIONING - EQUIPMENT | [17 empty] | 38
Item | Item
UNITARY AIR CONDITIONERS (CONT'D)
Take | [24 empty] | Take
Supply | [22 empty] | down |  | down |  | Fix
Variable refrigerant volume (VRV) system (refrigerant zero ODP) (Cont'd) | [16 empty] | and | [5 empty] | and |  | and set |  | only
fix | [22 empty] | clear |  | aside for
away | [24 empty] | re-use
Stainless steel 316 panel housing; weatherproof type : -
A | [22 empty] | B |  | C |  | D
Each |  |  | $ | [19 empty] | $ |  | $ |  | $
38206 | Panel for housing gauges for VRV outdoor units (gauges measured separately)................................................................. | [17 empty] | 810.93 |  |  |  | 86.13 |  |  | 148.80 | 336.33 |  | 38206
Variable refrigerant volume (VRV) system (refrigerant zero ODP)
Water cooled outdoor condensing units c/w insulated gate bipolar transistor type inverter
or the equivalent, hermetic scroll compressor, over current protection for inverter, and
short recycling timer, refrigerant (zero ODP), refrigerant pipework (with length not
exceeding manufacturer's maximum permitted length) to the indoor units, weather proof
cabinet, emergency stop button, local control panel for operation.
Cooling and heating (heat pump), capacity : -
Per set
38207 | up to 22.7 kW.......................................................................................................................................................................... | [17 empty] | 10,210.63 |  |  |  | 761.24 |  |  | 904.50 | 2,799.07 |  | 38207
(The actual rate should be : $102,106.30 for Item 38207A)
38208 | 22.7 - 27.0 kW......................................................................................................................................................................... | [17 empty] | 12,341.77 |  |  |  | 889.92 |  |  | 1,049.66 | 3,149.29 |  | 38208
(The actual rate should be : $123,417.70 for Item 38208A)
38209 | 27 - 45.4 kW............................................................................................................................................................................ | [17 empty] | 14,399.05 |  |  |  | 994.36 |  |  | 1,184.24 | 3,465.77 |  | 38209
(The actual rate should be : $143,990.50 for Item 38209A)
38210 | 45.4 - 49.7 kW......................................................................................................................................................................... | [17 empty] | 18,255.48 |  |  |  | 1,169.50 |  |  | 1,350.14 | 3,942.19 |  | 38210
(The actual rate should be : $182,554.80 for Item 38210A)
38211 | 49.7- 54.0 kW.......................................................................................................................................................................... | [17 empty] | 22,900.34 |  |  |  | 1,395.13 |  |  | 1,636.25 | 4,494.47 |  | 38211
(The actual rate should be : $229,003.40 for Item 38211A)
38/18
38 | HEATING, VENTILATION AND AIR-CONDITIONING - EQUIPMENT | [17 empty] | 38
Item | Item
UNITARY AIR CONDITIONERS (CONT'D)
Take | [24 empty] | Take
Supply | [22 empty] | down |  | down |  | Fix
Internally mounted refrigerant distributing and recirculating unit c/w valves, | [16 empty] | and | [5 empty] | and |  | and set |  | only
wiring and all necessary devices for controlling refrigerant flows and | [16 empty] | fix | [5 empty] | clear |  | aside for
distributions : - |  |  |  |  | away | [19 empty] | re-use
A | [22 empty] | B |  | C |  | D
Per set |  |  | $ | [19 empty] | $ |  | $ |  | $
38212 | Up to 6 branches..................................................................................................................................................................... | [17 empty] | 11,298.46 |  |  |  | 286.05 |  |  | 1,460.42 | 1,710.69 |  | 38212
(The actual rate should be : $112,984.60 for Item 38212A)
38213 | Up to 10 branches................................................................................................................................................................... | [17 empty] | 18,199.90 |  |  |  | 341.46 |  |  | 1,735.52 | 2,050.43 |  | 38213
(The actual rate should be : $181,999.00 for Item 38213A)
VRV master controller : -
Per set
38214 | VRV air-conditioning unit master controller......................................................................................................................... | [17 empty] | 16,077.75 |  |  |  | 381.39 |  |  | 1,144.18 | 2,288.37 |  | 38214
Internal mounted direct expansion fan coil unit of copper tube aluminium fins coils
c/w filter and chamber, air filter, filter clog indicator, electric expansion valve,
thermostat, fan speed control unit, auto-swing mechanism, starters, drain pan,
connection to outdoor condensing unit.
Ceiling cassette type/ concealed type; cooling only
Cooling capacity : -
Per set
38215 | Up to 3.8 kW........................................................................................................................................................................... | [17 empty] | 11,667.24 |  |  |  | 100.12 |  |  | 111.72 | 438.42 |  | 38215
38216 | 3.8 - 5.8 kW............................................................................................................................................................................. | [17 empty] | 12,662.17 |  |  |  | 112.41 |  |  | 124.73 | 475.72 |  | 38216
38217 | 5.8 - 9.4 kW............................................................................................................................................................................. | [17 empty] | 15,453.05 |  |  |  | 122.81 |  |  | 135.98 | 513.85 |  | 38217
38218 | 9.4 - 14.5 kW........................................................................................................................................................................... | [17 empty] | 17,671.23 |  |  |  | 133.48 |  |  | 147.23 | 552.03 |  | 38218
38219 | 14.5 -22.3 kW.......................................................................................................................................................................... | [17 empty] | 22,785.92 |  |  |  | 199.88 |  |  | 226.59 | 786.47 |  | 38219
38220 | 22.3 - 29.1 kW......................................................................................................................................................................... | [17 empty] | 27,360.08 |  |  |  | 266.53 |  |  | 290.50 | 1,176.00 |  | 38220
Ceiling suspended type; cooling only
Cooling capacity : -
Per set
38221 | Up to 3.8 kW........................................................................................................................................................................... | [17 empty] | 10,965.97 |  |  |  | 83.49 |  |  | 91.87 | 385.36 |  | 38221
38222 | 3.8 - 5.8 kW............................................................................................................................................................................. | [17 empty] | 12,442.27 |  |  |  | 95.21 |  |  | 104.10 | 427.15 |  | 38222
38223 | 5.8 - 9.4 kW............................................................................................................................................................................. | [17 empty] | 12,894.12 |  |  |  | 107.52 |  |  | 113.27 | 470.04 |  | 38223
38224 | 9.4 - 14.5 kW........................................................................................................................................................................... | [17 empty] | 13,798.80 |  |  |  | 112.88 |  |  | 130.13 | 512.35 |  | 38224
38/19
38 | HEATING, VENTILATION AND AIR-CONDITIONING - EQUIPMENT | [17 empty] | 38
Item | Item
UNITARY AIR CONDITIONERS (CONT'D)
Internal mounted direct expansion fan coil unit of copper tube aluminium fins coils
c/w filter and chamber, air filter, filter clog indicator, electric expansion valve, | [16 empty] | Take | [7 empty] | Take
thermostat, fan speed control unit, auto-swing mechanism, starters, drain pan, | [16 empty] | Supply | [5 empty] | down |  | down |  | Fix
connection to outdoor condensing unit. (Cont'd) | [11 empty] | and | [10 empty] | and |  | and set |  | only
fix | [22 empty] | clear |  | aside for
away | [24 empty] | re-use
Ceiling mounted ducted type, cooling only
Cooling capacity : -
A | [22 empty] | B |  | C |  | D
Per set |  |  | $ | [19 empty] | $ |  | $ |  | $
38225 | Up to 3.8 kW........................................................................................................................................................................... | [17 empty] | 9,880.24 |  |  |  | 83.49 |  |  | 91.87 | 385.36 |  | 38225
38226 | 3.8 - 5.8 kW............................................................................................................................................................................. | [17 empty] | 10,816.92 |  |  |  | 95.21 |  |  | 104.10 | 427.15 |  | 38226
38227 | 5.8 - 9.4 kW............................................................................................................................................................................. | [17 empty] | 13,181.16 |  |  |  | 107.52 |  |  | 113.27 | 470.04 |  | 38227
38228 | 9.4 - 14.5 kW........................................................................................................................................................................... | [17 empty] | 14,937.13 |  |  |  | 112.88 |  |  | 130.13 | 512.35 |  | 38228
Exposed wall mounted type, cooling only
Cooling capacity : -
Per set
38229 | Up to 3.8 kW........................................................................................................................................................................... | [17 empty] | 10,522.25 |  |  |  | 70.68 |  |  | 77.98 | 323.87 |  | 38229
38230 | 3.8 - 5.8 kW............................................................................................................................................................................. | [17 empty] | 11,987.18 |  |  |  | 80.51 |  |  | 87.99 | 359.51 |  | 38230
38231 | 5.8 - 9.4 kW............................................................................................................................................................................. | [17 empty] | 12,404.81 |  |  |  | 90.70 |  |  | 95.43 | 411.33 |  | 38231
38232 | 9.4 - 14.5 kW........................................................................................................................................................................... | [17 empty] | 13,298.11 |  |  |  | 95.21 |  |  | 109.37 | 449.69 |  | 38232
Ceiling cassette type/ concealed type; cooling and heating (heat pump)
Cooling and heating capacity : -
Per set
38233 | Up to 3.8 kW........................................................................................................................................................................... | [17 empty] | 12,343.24 |  |  |  | 100.12 |  |  | 111.72 | 438.42 |  | 38233
38234 | 3.8 - 5.8 kW............................................................................................................................................................................. | [17 empty] | 13,500.43 |  |  |  | 112.41 |  |  | 124.73 | 475.72 |  | 38234
38235 | 5.8 - 9.4 kW............................................................................................................................................................................. | [17 empty] | 16,482.08 |  |  |  | 122.81 |  |  | 135.98 | 513.85 |  | 38235
38236 | 9.4 - 14.5 kW........................................................................................................................................................................... | [17 empty] | 18,634.94 |  |  |  | 133.48 |  |  | 147.23 | 552.03 |  | 38236
38/20
38 | HEATING, VENTILATION AND AIR-CONDITIONING - EQUIPMENT | [17 empty] | 38
Item | Item
UNITARY AIR CONDITIONERS (CONT'D)
Internal mounted direct expansion fan coil unit of copper tube aluminium fins coils
c/w filter and chamber, air filter, filter clog indicator, electric expansion valve, | [16 empty] | Take | [7 empty] | Take
thermostat, fan speed control unit, auto-swing mechanism, starters, drain pan, | [16 empty] | Supply | [5 empty] | down |  | down |  | Fix
connection to outdoor condensing unit. (Cont'd) | [12 empty] | and | [9 empty] | and |  | and set |  | only
fix | [22 empty] | clear |  | aside for
away | [24 empty] | re-use
Ceiling suspended type; cooling and heating (heat pump)
Cooling and heating capacity : -
A | [22 empty] | B |  | C |  | D
Per set |  |  | $ | [19 empty] | $ |  | $ |  | $
38237 | Up to 3.8 kW........................................................................................................................................................................... | [17 empty] | 13,549.17 |  |  |  | 83.49 |  |  | 91.87 | 385.36 |  | 38237
38238 | 3.8 - 5.8 kW............................................................................................................................................................................. | [17 empty] | 14,172.07 |  |  |  | 95.21 |  |  | 104.10 | 427.15 |  | 38238
38239 | 5.8 - 9.4 kW............................................................................................................................................................................. | [17 empty] | 14,711.87 |  |  |  | 107.52 |  |  | 113.27 | 470.04 |  | 38239
38240 | 9.4 - 14.5 kW........................................................................................................................................................................... | [17 empty] | 15,639.59 |  |  |  | 112.88 |  |  | 130.13 | 512.35 |  | 38240
Ceiling mounted ducted type, cooling and heating (heat pump)
Cooling and heating capacity : -
Per set
38241 | Up to 3.8 kW........................................................................................................................................................................... | [17 empty] | 10,533.22 |  |  |  | 83.49 |  |  | 91.87 | 385.36 |  | 38241
38242 | 3.8 - 5.8 kW............................................................................................................................................................................. | [17 empty] | 11,530.84 |  |  |  | 95.21 |  |  | 104.10 | 427.15 |  | 38242
38243 | 5.8 - 9.4 kW............................................................................................................................................................................. | [17 empty] | 14,110.11 |  |  |  | 107.52 |  |  | 113.27 | 470.04 |  | 38243
38244 | 9.4 - 14.5 kW........................................................................................................................................................................... | [17 empty] | 15,929.71 |  |  |  | 112.88 |  |  | 130.13 | 512.35 |  | 38244
Exposed wall mounted type, cooling and heating (heat pump)
Cooling and heating capacity : -
Per set
38245 | Up to 2.3 kW........................................................................................................................................................................... | [17 empty] | 8,145.79 |  |  |  | 281.30 |  |  | 341.69 | 958.03 |  | 38245
38246 | 2.3 - 2.9 kW............................................................................................................................................................................. | [17 empty] | 10,046.32 |  |  |  | 302.23 |  |  | 365.63 | 1,109.11 |  | 38246
38247 | 2.9 - 3.7 kW............................................................................................................................................................................. | [17 empty] | 13,471.50 |  |  |  | 328.92 |  |  | 390.67 | 1,251.73 |  | 38247
38248 | 3.7 - 4.7 kW............................................................................................................................................................................. | [17 empty] | 16,897.54 |  |  |  | 355.84 |  |  | 416.21 | 1,308.04 |  | 38248
38249 | 4.7 - 5.8 kW............................................................................................................................................................................. | [17 empty] | 21,697.26 |  |  |  | 380.02 |  |  | 441.59 | 1,372.79 |  | 38249
38250 | 5.8 - 7.3 kW............................................................................................................................................................................. | [17 empty] | 26,113.57 |  |  |  | 404.34 |  |  | 464.94 | 1,426.99 |  | 38250
38/21
38 | HEATING, VENTILATION AND AIR-CONDITIONING - EQUIPMENT | [17 empty] | 38
Item | Item
UNITARY AIR CONDITIONERS (CONT'D)
Take | [24 empty] | Take
Supply | [22 empty] | down |  | down |  | Fix
Room cooler, (refrigerant R22), c/w aluminium supporting frame, drain pan | [16 empty] | and | [5 empty] | and |  | and set |  | only
(size of drain pan to match with room cooler) | [11 empty] | fix | [10 empty] | clear |  | aside for
away | [24 empty] | re-use
Cooling capacity : -
A | [22 empty] | B |  | C |  | D
Each |  |  | $ | [19 empty] | $ |  | $ |  | $
38251 | Up to 2.8 kW........................................................................................................................................................................... | [17 empty] | - |  |  |  | 60.13 |  |  | 75.72 | 306.10 |  | 38251
38252 | 2.8 - 3.7 kW............................................................................................................................................................................. | [17 empty] | - |  |  |  | 76.35 |  |  | 112.38 | 370.04 |  | 38252
38253 | 3.7 - 4.6 kW............................................................................................................................................................................. | [17 empty] | - |  |  |  | 101.82 |  |  | 140.38 | 405.45 |  | 38253
38254 | 4.6 - 5.5 kW............................................................................................................................................................................. | [17 empty] | - |  |  |  | 110.92 |  |  | 166.43 | 538.35 |  | 38254
38255 | 5.5 - 6.3 kW............................................................................................................................................................................. | [17 empty] | - |  |  |  | 156.90 |  |  | 220.93 | 590.74 |  | 38255
38/22
38 | HEATING, VENTILATION AND AIR-CONDITIONING - EQUIPMENT | [17 empty] | 38
Item | Item
UNITARY AIR CONDITIONERS (CONT'D)
Take | [24 empty] | Take
Supply | [22 empty] | down |  | down |  | Fix
Room cooler, (refrigerant zero ODP), c/w aluminium supporting frame, drain pan | [17 empty] | and |  |  |  |  | and |  | and set |  | only
(size of drain pan to match with room cooler) | [11 empty] | fix | [10 empty] | clear |  | aside for
away | [24 empty] | re-use
Cooling capacity : -
A | [22 empty] | B |  | C |  | D
Each |  |  | $ | [19 empty] | $ |  | $ |  | $
38256 | Up to 2.8 kW........................................................................................................................................................................... | [17 empty] | 5,424.41 |  |  |  | 61.42 |  |  | 77.35 | 312.71 |  | 38256
38257 | 2.8 - 3.7 kW............................................................................................................................................................................. | [17 empty] | 6,508.79 |  |  |  | 78.00 |  |  | 114.79 | 378.01 |  | 38257
38258 | 3.7 - 4.6 kW............................................................................................................................................................................. | [17 empty] | 7,419.57 |  |  |  | 104.02 |  |  | 143.42 | 414.19 |  | 38258
38259 | 4.6 - 5.5 kW............................................................................................................................................................................. | [17 empty] | 8,595.44 |  |  |  | 113.32 |  |  | 169.66 | 549.90 |  | 38259
38260 | 5.5 - 6.3 kW............................................................................................................................................................................. | [17 empty] | 10,465.31 |  |  |  | 159.89 |  |  | 225.71 | 603.41 |  | 38260
38261 | 6.3 - 7.2 kW............................................................................................................................................................................. | [17 empty] | 11,344.32 |  |  |  | 176.16 |  |  | 266.78 | 729.17 |  | 38261
Internal mounted direct expansion fan coil unit for all fresh air intake with copper tube and
aluminium fins, connection to VRV outdoor unit, c/w all necessary accessories. Opening
outside condition are 33°C DB / 28°C WB for summer and 0°C DB / -2.9°C WB for winter
Cooling and heating capacity : -
Each
38262 | Up to 9 kW.............................................................................................................................................................................. | [17 empty] | 26,522.65 |  |  |  | 925.86 |  |  | 1,163.75 | 1,659.71 |  | 38262
38263 | 9 kW - 16 kW.......................................................................................................................................................................... | [17 empty] | 34,931.79 |  |  |  | 925.86 |  |  | 1,163.75 | 1,659.71 |  | 38263
38264 | 16 kW - 22 kW........................................................................................................................................................................ | [17 empty] | 47,650.42 |  |  |  | 1,282.62 |  |  | 1,734.27 | 2,472.30 |  | 38264
38265 | 22 kW - 28 kW........................................................................................................................................................................ | [17 empty] | 54,684.16 |  |  |  | 1,282.62 |  |  | 1,734.27 | 2,472.30 |  | 38265
38/23
38 | HEATING, VENTILATION AND AIR-CONDITIONING - EQUIPMENT | [17 empty] | 38
Item | Item
UNITARY AIR CONDITIONERS (CONT'D)
Take | [24 empty] | Take
Cold room air conditioning unit (direct expansion type), indoor and outdoor unit | [16 empty] | Supply | [5 empty] | down |  | down |  | Fix
c/w refrigerant (zero ODP), pipework not exceeding manufacturer's maximum | [16 empty] | and | [5 empty] | and |  | and set |  | only
permitted length, local control panel c/w 1 set point. | [12 empty] | fix | [9 empty] | clear |  | aside for
away | [24 empty] | re-use
Cold room of not less than 2.5 m height at 35°C ambient and indoor condition of 0°C - 4°C : -
A | [22 empty] | B |  | C |  | D
Each |  |  | $ | [19 empty] | $ |  | $ |  | $
38266 | Cold room size up to 10 m²..................................................................................................................................................... | [17 empty] | 30,743.19 |  |  |  | 1,146.17 |  |  | 1,503.55 | 5,042.73 |  | 38266
(The actual rate should be : $307,431.90 for Item 38266A)
38267 | Cold room size 10 - 20 m²....................................................................................................................................................... | [17 empty] | 32,686.09 |  |  |  | 1,311.18 |  |  | 1,663.54 | 5,481.92 |  | 38267
(The actual rate should be : $326,860.90 for Item 38267A)
38268 | Cold room size 20 - 30 m²....................................................................................................................................................... | [17 empty] | 37,861.88 |  |  |  | 1,524.30 |  |  | 1,873.39 | 5,956.25 |  | 38268
(The actual rate should be : $378,618.80 for Item 38268A)
38269 | Cold room size 30 - 40 m²....................................................................................................................................................... | [17 empty] | 42,684.77 |  |  |  | 1,654.36 |  |  | 2,061.96 | 6,459.77 |  | 38269
(The actual rate should be : $426,847.70 for Item 38269A)
38270 | Cold room size 40 - 50 m²....................................................................................................................................................... | [17 empty] | 47,698.15 |  |  |  | 1,851.33 |  |  | 2,213.13 | 6,910.82 |  | 38270
(The actual rate should be : $476,981.50 for Item 38270A)
38271 | Cold room size 50 - 60 m²....................................................................................................................................................... | [17 empty] | 59,584.02 |  |  |  | 1,968.81 |  |  | 2,449.33 | 7,351.07 |  | 38271
(The actual rate should be : $595,840.20 for Item 38271A)
Air cooled rooftop unit c/w direct-driven, hermetic, scroll type compressor,
centrifugal supply air fans, outdoor fans, motors, copper tube aluminium FC fins coil
selection, 25mm throwaway filters, temperature sensors, remote human interface,
refrigerant (zero ODP) fully charged, emergency stop button, local control panel.
Supply and fix with standard delivery and lifting method, such as using goods lifts
of the building. (Remark: extra cost for delivery in case good lifts are not available
shall be quoted separately)
Nominal air flow rate and (cooling capacity) : -
Each
38272 | 2.3 m³/ s (44 kW) to 2.9 m³/ s (50 kW)................................................................................................................................... | [17 empty] | 11,036.37 |  |  |  | 964.33 |  |  | 2,121.54 | 3,875.58 |  | 38272
(The actual rate should be : $110,363.70 for Item 38272A)
38273 | 2.9 m³/ s (50 kW) to 3.8 m³/ s (69 kW)................................................................................................................................... | [17 empty] | 12,878.34 |  |  |  | 1,202.17 |  |  | 2,300.11 | 4,107.99 |  | 38273
(The actual rate should be : $128,783.40 for Item 38273A)
38274 | 3.8 m³/ s (69 kW) to 4.3 m³/ s (88 kW)................................................................................................................................... | [17 empty] | 16,873.27 |  |  |  | 1,442.06 |  |  | 2,488.07 | 4,351.30 |  | 38274
(The actual rate should be : $168,732.70 for Item 38274A)
38275 | 4.3 m³/ s (88 kW) to 5.7 m³/ s (126 kW)................................................................................................................................ | [17 empty] | 20,905.50 |  |  |  | 1,675.02 |  |  | 2,680.17 | 4,584.98 |  | 38275
(The actual rate should be : $209,055.00 for Item 38275A)
38276 | 5.7 m³/ s (126 kW) to 6.8 m³/ s (149 kW).............................................................................................................................. | [17 empty] | 26,353.99 |  |  |  | 1,913.77 |  |  | 2,870.60 | 5,771.14 |  | 38276
(The actual rate should be : $263,539.90 for Item 38276A)
38277 | 6.8 m³/ s (149 kW) to 7.3 m³/ s (160 kW).............................................................................................................................. | [17 empty] | 28,830.57 |  |  |  | 2,022.30 |  |  | 2,957.16 | 6,310.30 |  | 38277
(The actual rate should be : $288,305.70 for Item 38277A)
38/24
38 | HEATING, VENTILATION AND AIR-CONDITIONING - EQUIPMENT | [17 empty] | 38
Item | Item
AIR HANDLING & TREATMENT EQUIPMENT
Air handling units (chilled/ hot water) of copper tube aluminium fin cooling / heating | [17 empty] | Take | [6 empty] | Take
coil, c/w double skin insulated galvanized iron casing, motor, blower, water pipe | [16 empty] | Supply | [5 empty] | down |  | down |  | Fix
work, filter chamber, pre-filters and high efficiency filters, starters, thermostat/ | [16 empty] | and | [5 empty] | and |  | and set |  | only
humidistat, emergency stop button, probe type smoke detector, filter clog | [16 empty] | fix | [5 empty] | clear |  | aside for
indicator, stainless steel drain pan, associated power and control wiring. | [16 empty] | away | [7 empty] | re-use
Nominal air supply rate : -
A | [22 empty] | B |  | C |  | D
Each |  |  | $ | [19 empty] | $ |  | $ |  | $
38278 | Up to 1 m³/ s............................................................................................................................................................................ | [17 empty] | 38,706.72 |  |  |  | 228.79 |  |  | 339.24 | 1,038.75 |  | 38278
38279 | 1 - 2 m³/ s................................................................................................................................................................................. | [17 empty] | 51,176.11 |  |  |  | 277.10 |  |  | 372.06 | 1,120.94 |  | 38279
38280 | 2 - 3 m³/ s................................................................................................................................................................................. | [17 empty] | 66,235.81 |  |  |  | 287.19 |  |  | 428.97 | 1,245.18 |  | 38280
38281 | 3 - 4 m³/ s................................................................................................................................................................................. | [17 empty] | 85,219.49 |  |  |  | 374.86 |  |  | 474.60 | 1,341.67 |  | 38281
38282 | 4 - 5 m³/ s................................................................................................................................................................................. | [17 empty] | 98,197.31 |  |  |  | 415.71 |  |  | 516.32 | 1,422.81 |  | 38282
38283 | 5 - 6 m³/ s................................................................................................................................................................................. | [17 empty] | 11,189.54 |  |  |  | 465.31 |  |  | 561.31 | 1,507.99 |  | 38283
(The actual rate should be : $111,895.40 for Item 38283A)
Air handling units (chilled/ hot water) of copper tube aluminium fin cooling / heating
coil, c/w double skin insulated galvanized iron casing, dual motors, blower, water pipe work,
filter chamber, pre-filters and high efficiency filters, starters, thermostat/ humidistat,
emergency stop button, probe type smoke detector, filter clog indicator, stainless steel
drain pan, associated power and control wiring.
Nominal air supply rate : -
Each
38284 | Up to 1 m³/ s............................................................................................................................................................................ | [17 empty] | 48,956.38 |  |  |  | 228.79 |  |  | 339.24 | 1,038.75 |  | 38284
38285 | 1 - 2 m³/ s................................................................................................................................................................................. | [17 empty] | 61,344.71 |  |  |  | 277.10 |  |  | 372.06 | 1,120.94 |  | 38285
38286 | 2 - 3 m³/ s................................................................................................................................................................................. | [17 empty] | 76,602.76 |  |  |  | 287.19 |  |  | 428.97 | 1,245.18 |  | 38286
38287 | 3 - 4 m³/ s................................................................................................................................................................................. | [17 empty] | 96,655.83 |  |  |  | 374.86 |  |  | 474.60 | 1,341.67 |  | 38287
38288 | 4 - 5 m³/ s................................................................................................................................................................................. | [17 empty] | 10,914.53 |  |  |  | 415.71 |  |  | 516.32 | 1,422.81 |  | 38288
(The actual rate should be : $109,145.30 for Item 38288A)
38289 | 5 - 6 m³/ s................................................................................................................................................................................. | [17 empty] | 12,170.06 |  |  |  | 465.31 |  |  | 561.31 | 1,507.99 |  | 38289
(The actual rate should be : $121,700.60 for Item 38289A)
38/25
38 | HEATING, VENTILATION AND AIR-CONDITIONING - EQUIPMENT | [17 empty] | 38
Item | Item
AIR HANDLING & TREATMENT EQUIPMENT (CONT'D)
AHU system (multi zone control) of copper tube aluminium fin cooling / heating coil for
energy saving (energy saving in design and during operation) and space saving (4
different temperatures of air can be supplied in one machine), c/w PU double skin cold | [17 empty] | Take | [6 empty] | Take
insulated aluminium frame casing, 2-speed motor, centrifugal fans, pre-filter, medium | [17 empty] | Supply |  |  |  |  | down |  | down |  | Fix
filter, 1-4 zones supply air motorized damper, fresh air motorized damper, return air | [17 empty] | and |  |  |  |  | and |  | and set |  | only
motorized damper, motorized water valve, fresh air temp. sensor, humidity sensor, room | [17 empty] | fix |  |  |  |  | clear |  | aside for
air temp. sensor, supply air temp. sensor, pressure switch, CCMS controller, associated | [17 empty] | away | [6 empty] | re-use
power and control wiring
Nominal air supply rate : -
A | [22 empty] | B |  | C |  | D
Each |  |  | $ | [19 empty] | $ |  | $ |  | $
38290 | Up to 2 m³/ s............................................................................................................................................................................ | [17 empty] | 11,136.45 |  |  |  | 380.87 |  |  | 526.16 | 1,829.78 |  | 38290
(The actual rate should be : $111,364.50 for Item 38290A)
38291 | 2 - 4 m³/ s................................................................................................................................................................................. | [17 empty] | 11,688.34 |  |  |  | 459.81 |  |  | 637.92 | 1,898.56 |  | 38291
(The actual rate should be : $116,883.40 for Item 38291A)
38292 | 4 - 6 m³/ s................................................................................................................................................................................. | [17 empty] | 13,677.55 |  |  |  | 589.51 |  |  | 730.73 | 2,077.12 |  | 38292
(The actual rate should be : $136,775.50 for Item 38292A)
38293 | 6 - 8 m³/ s................................................................................................................................................................................. | [17 empty] | 16,707.06 |  |  |  | 622.89 |  |  | 774.48 | 2,214.77 |  | 38293
(The actual rate should be : $167,070.60 for Item 38293A)
38294 | 8 - 10 m³/ s............................................................................................................................................................................... | [17 empty] | 19,402.41 |  |  |  | 674.21 |  |  | 813.05 | 2,333.34 |  | 38294
(The actual rate should be : $194,024.10 for Item 38294A)
38295 | 10 - 14 m³/ s............................................................................................................................................................................. | [17 empty] | 22,919.32 |  |  |  | 700.68 |  |  | 857.65 | 2,495.36 |  | 38295
(The actual rate should be : $229,193.20 for Item 38295A)
Dehumidifier heat pipes of 2 rows copper tube aluminium fin coils, c/w zero ODP
refrigerant, galvanised steel frame, G.I. steel casing, coating and condensate pans : -
Each
38296 | 2.8 - 9.3 m².............................................................................................................................................................................. | [17 empty] | 28,314.68 |  |  |  | 167.61 |  |  | 248.95 | 779.91 |  | 38296
38297 | 9.3 - 16.3 m²............................................................................................................................................................................ | [17 empty] | 32,597.24 |  |  |  | 203.56 |  |  | 271.32 | 849.37 |  | 38297
38298 | 16.3 - 21 m²............................................................................................................................................................................. | [17 empty] | 36,426.70 |  |  |  | 210.01 |  |  | 311.08 | 942.01 |  | 38298
38299 | 21 - 25.6 m²............................................................................................................................................................................. | [17 empty] | 41,697.05 |  |  |  | 275.76 |  |  | 345.27 | 1,016.39 |  | 38299
38300 | 25.6 - 28 m²............................................................................................................................................................................. | [17 empty] | 43,226.95 |  |  |  | 305.84 |  |  | 376.88 | 1,080.36 |  | 38300
Dehumidifier, wall/ ceiling mounted with drainage connection of daily moisture removal capacity : -
Each
38301 | Up to 15 litres.......................................................................................................................................................................... | [17 empty] | 9,444.14 |  |  |  | 335.77 |  |  | 360.03 | 907.55 |  | 38301
38302 | 15 - 30 litres............................................................................................................................................................................ | [17 empty] | 39,677.68 |  |  |  | 371.96 |  |  | 402.71 | 1,128.26 |  | 38302
38303 | 30 - 60 litres............................................................................................................................................................................ | [17 empty] | 53,478.57 |  |  |  | 405.11 |  |  | 442.47 | 1,265.04 |  | 38303
38/26
38 | HEATING, VENTILATION AND AIR-CONDITIONING - EQUIPMENT | [17 empty] | 38
Item | Item
AIR HANDLING & TREATMENT EQUIPMENT (CONT'D) | [16 empty] | Take | [7 empty] | Take
Supply | [22 empty] | down |  | down |  | Fix
and | [22 empty] | and |  | and set |  | only
Dehumidifier, ceiling cassette type with drainage connection of daily | [16 empty] | fix | [5 empty] | clear |  | aside for
moisture removal capacity : - | [9 empty] | away | [14 empty] | re-use
A | [22 empty] | B |  | C |  | D
Each |  |  | $ | [19 empty] | $ |  | $ |  | $
38304 | Up to 15 litres.......................................................................................................................................................................... | [17 empty] | 1,559.86 |  |  |  | 335.77 |  |  | 360.03 | 907.55 |  | 38304
38305 | 15 - 30 litres............................................................................................................................................................................ | [17 empty] | 6,553.43 |  |  |  | 371.96 |  |  | 402.71 | 1,128.26 |  | 38305
38306 | 30 - 60 litres............................................................................................................................................................................ | [17 empty] | 8,832.88 |  |  |  | 405.11 |  |  | 442.47 | 1,265.04 |  | 38306
Computer room air conditioning unit (chilled water type), unit shall consist of copper
pipes and aluminium fins, with electrode boiler humidifier, electric reheat,
microprocessor control with local alarm and BMS interface provisions, high efficient
filter, local control panel. Operating cooling capacity rated at 7ºC/ 12.5ºC chilled
water in/ out temperature and 22ºC, 50% RH.
Cooling capacity : -
Each
38307 | Up to 15 kW............................................................................................................................................................................ | [17 empty] | 58,562.52 |  |  |  | 966.94 |  |  | 1,213.07 | 4,155.71 |  | 38307
38308 | 15 - 33 kW............................................................................................................................................................................... | [17 empty] | 78,517.04 |  |  |  | 1,160.37 |  |  | 1,610.41 | 4,749.35 |  | 38308
38309 | 33 - 64 kW............................................................................................................................................................................... | [17 empty] | 10,381.50 |  |  |  | 1,351.04 |  |  | 2,018.30 | 5,334.92 |  | 38309
(The actual rate should be : $103,815.00 for Item 38309A)
38310 | 64 - 100 kW............................................................................................................................................................................. | [17 empty] | 13,846.08 |  |  |  | 1,543.84 |  |  | 2,414.64 | 5,906.23 |  | 38310
(The actual rate should be : $138,460.80 for Item 38310A)
38/27
38 | HEATING, VENTILATION AND AIR-CONDITIONING - EQUIPMENT | [17 empty] | 38
Item | Item
AIR HANDLING & TREATMENT EQUIPMENT (CONT'D)
Take | [24 empty] | Take
Air purifier unit, corona discharge type, c/w local control panel, removable electrode | [17 empty] | Supply |  |  |  |  | down |  | down |  | Fix
tubes, painted heavy steel power generator, remote control with regulator, stainless | [17 empty] | and |  |  |  |  | and |  | and set |  | only
steel casing, fuse, on/ off switch, safety door switches, auto-off-manual switch, hour | [17 empty] | fix |  |  |  |  | clear |  | aside for
run meter, ampere meter, power electrode assembles. | [12 empty] | away | [11 empty] | re-use
Nominal air supply rate : -
A | [22 empty] | B |  | C |  | D
Each |  |  | $ | [19 empty] | $ |  | $ |  | $
38311 | Up to 0.5 m³/ s......................................................................................................................................................................... | [17 empty] | 11,585.75 |  |  |  | 80.15 |  |  | 134.64 | 615.54 |  | 38311
38312 | 0.5 - 1 m³/ s.............................................................................................................................................................................. | [17 empty] | 17,157.98 |  |  |  | 85.56 |  |  | 140.39 | 646.41 |  | 38312
38313 | 1 - 2 m³/ s................................................................................................................................................................................. | [17 empty] | 25,630.71 |  |  |  | 90.72 |  |  | 145.68 | 700.81 |  | 38313
38314 | 2 -3 m³/ s.................................................................................................................................................................................. | [17 empty] | 49,313.29 |  |  |  | 96.06 |  |  | 150.98 | 739.67 |  | 38314
38315 | 3 -4 m³/ s.................................................................................................................................................................................. | [17 empty] | 66,093.56 |  |  |  | 98.95 |  |  | 153.93 | 792.97 |  | 38315
38316 | 4 - 5 m³/ s................................................................................................................................................................................. | [17 empty] | 82,124.15 |  |  |  | 101.78 |  |  | 156.71 | 839.02 |  | 38316
38317 | 5 - 6 m³/ s................................................................................................................................................................................. | [17 empty] | 97,837.21 |  |  |  | 107.11 |  |  | 162.15 | 914.51 |  | 38317
Ultra violet sterilizer; factory assembled and tested, capable of killing airborne
microbial contaminants with 90% of removal efficiency, UV lamps with control
circuit, power generator, lamp support and inspection, access door with safety switch,
manual control and CCMS control, local control panel, on/ off switch, overload
protective device, auto-off-manual switch, hour run meter, ampere meter.
Nominal air supply rate : -
Per set
38318 | Up to 0.5 m³/ s......................................................................................................................................................................... | [17 empty] | 13,351.48 |  |  |  | 62.10 |  |  | 103.53 | 558.21 |  | 38318
38319 | 0.5 - 1 m³/ s.............................................................................................................................................................................. | [17 empty] | 17,302.92 |  |  |  | 80.76 |  |  | 113.89 | 596.04 |  | 38319
38320 | 1 - 2 m³/ s................................................................................................................................................................................. | [17 empty] | 22,787.69 |  |  |  | 90.11 |  |  | 146.04 | 675.03 |  | 38320
38321 | 2 -3 m³/ s.................................................................................................................................................................................. | [17 empty] | 38,491.50 |  |  |  | 105.55 |  |  | 174.20 | 715.49 |  | 38321
38322 | 3 -4 m³/ s.................................................................................................................................................................................. | [17 empty] | 44,922.41 |  |  |  | 119.80 |  |  | 200.67 | 764.87 |  | 38322
38323 | 4 - 5 m³/ s................................................................................................................................................................................. | [17 empty] | 60,948.27 |  |  |  | 133.12 |  |  | 208.26 | 803.55 |  | 38323
38324 | 5 - 6 m³/ s................................................................................................................................................................................. | [17 empty] | 67,432.98 |  |  |  | 149.78 |  |  | 245.14 | 829.75 |  | 38324
38/28
38 | HEATING, VENTILATION AND AIR-CONDITIONING - EQUIPMENT | [17 empty] | 38
Item | Item
AIR HANDLING & TREATMENT EQUIPMENT (CONT'D)
Take | [24 empty] | Take
Air pressure stabilizer / air pressure control valves, imported proprietary | [16 empty] | Supply | [5 empty] | down |  | down |  | Fix
manufacture, c/w high speed sealed-for-life ball bearings, adjustable centrally located | [17 empty] | and |  |  |  |  | and |  | and set |  | only
balance weight mechanism. | [9 empty] | fix | [12 empty] | clear |  | aside for
away | [24 empty] | re-use
Blade size 300 - 430 mm for number of : -
A | [22 empty] | B |  | C |  | D
Per set |  |  | $ | [19 empty] | $ |  | $ |  | $
38325 | 1 blade..................................................................................................................................................................................... | [17 empty] | 6,671.73 |  |  |  | 109.41 |  |  | 113.17 | 421.28 |  | 38325
38326 | 2 blades.................................................................................................................................................................................... | [17 empty] | 11,442.88 |  |  |  | 115.72 |  |  | 120.59 | 485.17 |  | 38326
38327 | 3 blades.................................................................................................................................................................................... | [17 empty] | 16,996.58 |  |  |  | 117.93 |  |  | 128.32 | 550.55 |  | 38327
38328 | 4 blades.................................................................................................................................................................................... | [17 empty] | 22,526.92 |  |  |  | 131.13 |  |  | 139.82 | 577.30 |  | 38328
38329 | 5 blades.................................................................................................................................................................................... | [17 empty] | 29,073.42 |  |  |  | 138.56 |  |  | 152.88 | 614.70 |  | 38329
Blade size 430 - 610 mm for number of : -
Per set
38330 | 1 blade..................................................................................................................................................................................... | [17 empty] | 13,099.99 |  |  |  | 106.45 |  |  | 113.38 | 417.11 |  | 38330
38331 | 2 blades.................................................................................................................................................................................... | [17 empty] | 18,505.16 |  |  |  | 114.40 |  |  | 124.98 | 482.83 |  | 38331
38332 | 3 blades.................................................................................................................................................................................... | [17 empty] | 24,566.45 |  |  |  | 117.20 |  |  | 128.22 | 582.57 |  | 38332
38333 | 4 blades.................................................................................................................................................................................... | [17 empty] | 30,805.93 |  |  |  | 122.22 |  |  | 139.37 | 604.59 |  | 38333
38334 | 5 blades.................................................................................................................................................................................... | [17 empty] | 37,239.18 |  |  |  | 127.23 |  |  | 152.80 | 647.77 |  | 38334
2-hour fire rated; blade size 300 - 430 mm for number of : -
Per set
38335 | 1 blade..................................................................................................................................................................................... | [17 empty] | 10,558.33 |  |  |  | 109.41 |  |  | 113.17 | 421.28 |  | 38335
38336 | 2 blades.................................................................................................................................................................................... | [17 empty] | 19,249.84 |  |  |  | 115.72 |  |  | 120.59 | 485.17 |  | 38336
38337 | 3 blades.................................................................................................................................................................................... | [17 empty] | 28,173.47 |  |  |  | 117.93 |  |  | 128.32 | 550.55 |  | 38337
38338 | 4 blades.................................................................................................................................................................................... | [17 empty] | 35,576.86 |  |  |  | 131.13 |  |  | 139.82 | 577.30 |  | 38338
38339 | 5 blades.................................................................................................................................................................................... | [17 empty] | 46,622.53 |  |  |  | 138.56 |  |  | 152.88 | 614.70 |  | 38339
38/29
38 | HEATING, VENTILATION AND AIR-CONDITIONING - EQUIPMENT | [17 empty] | 38
Item | Item
AIR HANDLING & TREATMENT EQUIPMENT (CONT'D)
Take | [24 empty] | Take
Air pressure stabilizer / air pressure control valves, imported proprietary | [16 empty] | Supply | [5 empty] | down |  | down |  | Fix
manufacture, c/w high speed sealed-for-life ball bearings, adjustable centrally located | [17 empty] | and |  |  |  |  | and |  | and set |  | only
balance weight mechanism. (Cont'd) | [9 empty] | fix | [12 empty] | clear |  | aside for
away | [24 empty] | re-use
2-hour fire rated; blade size 430 - 610 mm for number of : -
A | [22 empty] | B |  | C |  | D
Per set |  |  | $ | [19 empty] | $ |  | $ |  | $
38340 | 1 blade..................................................................................................................................................................................... | [17 empty] | 21,477.68 |  |  |  | 106.45 |  |  | 113.38 | 417.11 |  | 38340
38341 | 2 blades.................................................................................................................................................................................... | [17 empty] | 29,067.88 |  |  |  | 114.40 |  |  | 124.98 | 482.83 |  | 38341
38342 | 3 blades.................................................................................................................................................................................... | [17 empty] | 38,576.75 |  |  |  | 117.20 |  |  | 128.22 | 582.57 |  | 38342
38343 | 4 blades.................................................................................................................................................................................... | [17 empty] | 47,814.54 |  |  |  | 122.22 |  |  | 139.37 | 604.59 |  | 38343
38344 | 5 blades.................................................................................................................................................................................... | [17 empty] | 58,228.71 |  |  |  | 127.23 |  |  | 152.80 | 647.77 |  | 38344
Chilled water fan-coil units of 2 rows copper tube aluminium fin cooling coils, c/w
stepless DC fan motor, thermostat, controller, filters, chilled water pipes and condensate pans,
c/w digital temperature and speed control/ indicating heating (if required) (main chilled water
distribution pipes to be measured separately)
Ceiling mounted, concealed type c/w casing with nominal supply air rate at medium speed : -
Each
38345 | Up to 0.095 m³/ s..................................................................................................................................................................... | [17 empty] | 5,650.00 |  |  |  | 124.30 |  |  | 214.70 | 847.50 |  | 38345
38346 | 0.095 - 0.141 m³/ s.................................................................................................................................................................. | [17 empty] | 6,102.00 |  |  |  | 146.90 |  |  | 248.60 | 904.00 |  | 38346
38347 | 0.141 - 0.192 m³/ s.................................................................................................................................................................. | [17 empty] | 6,780.00 |  |  |  | 180.80 |  |  | 271.20 | 960.50 |  | 38347
38348 | 0.192 - 0.284 m³/ s.................................................................................................................................................................. | [17 empty] | 7,458.00 |  |  |  | 203.40 |  |  | 305.10 | 1,017.00 |  | 38348
38349 | 0.284 - 0.384 m³/ s.................................................................................................................................................................. | [17 empty] | 8,136.00 |  |  |  | 254.25 |  |  | 339.00 | 1,073.50 |  | 38349
38350 | 0.384 - 0.479 m³/ s.................................................................................................................................................................. | [17 empty] | 8,814.00 |  |  |  | 293.80 |  |  | 372.90 | 1,130.00 |  | 38350
38351 | 0.479 - 0.565 m³/ s.................................................................................................................................................................. | [17 empty] | 9,492.00 |  |  |  | 327.70 |  |  | 395.50 | 1,186.50 |  | 38351
38352 | 0.565 - 0.665 m³/ s.................................................................................................................................................................. | [17 empty] | 10,848.00 |  |  |  | 361.60 |  |  | 452.00 | 1,243.00 |  | 38352
38/30
38 | HEATING, VENTILATION AND AIR-CONDITIONING - EQUIPMENT | [17 empty] | 38
Item | Item
AIR HANDLING & TREATMENT EQUIPMENT (CONT'D)
Take | [24 empty] | Take
Chilled water fan-coil units of 3 rows copper tube aluminium fin cooling coils, c/w | [17 empty] | Supply |  |  |  |  | down |  | down |  | Fix
stepless DC fan motor, thermostat, controller, filters, chilled water pipes and condensate pans, | [17 empty] | and |  |  |  |  | and |  | and set |  | only
c/w digital temperature and speed control/ indicating heating (if required) (main chilled water | [17 empty] | fix |  |  |  |  | clear |  | aside for
distribution pipes to be measured separately) | [11 empty] | away | [12 empty] | re-use
Ceiling mounted, concealed type c/w casing with nominal supply air rate at medium speed : -
A | [22 empty] | B |  | C |  | D
Each |  |  | $ | [19 empty] | $ |  | $ |  | $
38353 | Up to 0.095 m³/ s..................................................................................................................................................................... | [17 empty] | 5,876.00 |  |  |  | 135.60 |  |  | 226.00 | 904.00 |  | 38353
38354 | 0.095 - 0.141 m³/ s.................................................................................................................................................................. | [17 empty] | 6,328.00 |  |  |  | 169.50 |  |  | 271.20 | 960.50 |  | 38354
38355 | 0.141 - 0.192 m³/ s.................................................................................................................................................................. | [17 empty] | 7,119.00 |  |  |  | 203.40 |  |  | 293.80 | 1,017.00 |  | 38355
38356 | 0.192 - 0.284 m³/ s.................................................................................................................................................................. | [17 empty] | 7,797.00 |  |  |  | 237.30 |  |  | 316.40 | 1,073.50 |  | 38356
38357 | 0.284 - 0.384 m³/ s.................................................................................................................................................................. | [17 empty] | 8,475.00 |  |  |  | 271.20 |  |  | 372.90 | 1,130.00 |  | 38357
38358 | 0.384 - 0.479 m³/ s.................................................................................................................................................................. | [17 empty] | 9,153.00 |  |  |  | 305.10 |  |  | 395.50 | 1,186.50 |  | 38358
38359 | 0.479 - 0.565 m³/ s.................................................................................................................................................................. | [17 empty] | 9,718.00 |  |  |  | 339.00 |  |  | 429.40 | 1,243.00 |  | 38359
38360 | 0.565 - 0.665 m³/ s.................................................................................................................................................................. | [17 empty] | 11,187.00 |  |  |  | 395.50 |  |  | 463.30 | 1,299.50 |  | 38360
Chilled water fan-coil units of 4 rows copper tube aluminium fin cooling coils, c/w
stepless DC fan motor, thermostat, controller, filters, chilled water pipes and condensate pans,
c/w digital temperature and speed control/ indicating heating (if required) (main chilled water
distribution pipes to be measured separately)
Ceiling mounted, concealed type c/w casing with nominal supply air rate at medium speed : -
Each
38361 | Up to 0.095 m³/ s..................................................................................................................................................................... | [17 empty] | 5,989.00 |  |  |  | 169.50 |  |  | 248.60 | 960.50 |  | 38361
38362 | 0.095 - 0.141 m³/ s.................................................................................................................................................................. | [17 empty] | 6,441.00 |  |  |  | 203.40 |  |  | 293.80 | 1,017.00 |  | 38362
38363 | 0.141 - 0.192 m³/ s.................................................................................................................................................................. | [17 empty] | 7,345.00 |  |  |  | 237.30 |  |  | 316.40 | 1,073.50 |  | 38363
38364 | 0.192 - 0.284 m³/ s.................................................................................................................................................................. | [17 empty] | 8,136.00 |  |  |  | 271.20 |  |  | 372.90 | 1,130.00 |  | 38364
38365 | 0.284 - 0.384 m³/ s.................................................................................................................................................................. | [17 empty] | 8,814.00 |  |  |  | 305.10 |  |  | 395.50 | 1,186.50 |  | 38365
38366 | 0.384 - 0.479 m³/ s.................................................................................................................................................................. | [17 empty] | 9,379.00 |  |  |  | 339.00 |  |  | 429.40 | 1,243.00 |  | 38366
38367 | 0.479 - 0.565 m³/ s.................................................................................................................................................................. | [17 empty] | 9,944.00 |  |  |  | 395.50 |  |  | 463.30 | 1,299.50 |  | 38367
38368 | 0.565 - 0.665 m³/ s.................................................................................................................................................................. | [17 empty] | 12,204.00 |  |  |  | 429.40 |  |  | 508.50 | 1,356.00 |  | 38368
38/31
38 | HEATING, VENTILATION AND AIR-CONDITIONING - EQUIPMENT | [17 empty] | 38
Item | Item
AIR HANDLING & TREATMENT EQUIPMENT (CONT'D)
Take | [24 empty] | Take
Chilled water fan-coil units of 4 rows copper tube aluminium fin cooling coils, c/w | [17 empty] | Supply |  |  |  |  | down |  | down |  | Fix
filters, chilled water pipes and condensate pans, thermostat c/w digital temperature | [17 empty] | and |  |  |  |  | and |  | and set |  | only
and speed control/ indicating heating (if required) (main chilled water distribution pipes | [17 empty] | fix |  |  |  |  | clear |  | aside for
to be measured separately) | [9 empty] | away | [14 empty] | re-use
Ceiling mounted, surface mounted c/w casing with nominal supply air rate at medium speed : -
A | [22 empty] | B |  | C |  | D
Each |  |  | $ | [19 empty] | $ |  | $ |  | $
38369 | Up to 0.095 m³/ s..................................................................................................................................................................... | [17 empty] | 5,803.95 |  |  |  | 122.63 |  |  | 223.00 | 712.75 |  | 38369
38370 | 0.095 - 0.142 m³/ s.................................................................................................................................................................. | [17 empty] | 6,135.34 |  |  |  | 152.38 |  |  | 255.52 | 756.87 |  | 38370
38371 | 0.142 - 0.190 m³/ s.................................................................................................................................................................. | [17 empty] | 6,653.48 |  |  |  | 186.21 |  |  | 279.34 | 786.78 |  | 38371
38372 | 0.190 - 0.284 m³/ s.................................................................................................................................................................. | [17 empty] | 7,775.02 |  |  |  | 209.55 |  |  | 308.94 | 876.44 |  | 38372
38373 | 0.284 - 0.378 m³/ s.................................................................................................................................................................. | [17 empty] | 8,884.44 |  |  |  | 260.21 |  |  | 330.68 | 919.35 |  | 38373
38374 | 0.378 - 0.473 m³/ s.................................................................................................................................................................. | [17 empty] | 12,221.79 |  |  |  | 261.39 |  |  | 361.17 | 1,012.82 |  | 38374
38375 | 0.473 - 0.567 m³/ s.................................................................................................................................................................. | [17 empty] | 13,354.08 |  |  |  | 293.84 |  |  | 392.55 | 1,075.05 |  | 38375
38376 | 0.567 - 0.659 m³/ s.................................................................................................................................................................. | [17 empty] | 14,426.07 |  |  |  | 321.41 |  |  | 424.33 | 1,118.19 |  | 38376
38/32
38 | HEATING, VENTILATION AND AIR-CONDITIONING - EQUIPMENT | [17 empty] | 38
Item | Item
AIR HANDLING & TREATMENT EQUIPMENT (CONT'D)
Take | [24 empty] | Take
Chilled water fan-coil units of 4 rows copper tube aluminium fin cooling coils, c/w | [17 empty] | Supply |  |  |  |  | down |  | down |  | Fix
filters, chilled water pipes and condensate pans, thermostat c/w digital temperature | [17 empty] | and |  |  |  |  | and |  | and set |  | only
and speed control/ indicating heating (if required) (main chilled water distribution pipes | [17 empty] | fix |  |  |  |  | clear |  | aside for
to be measured separately) (Cont'd) | [9 empty] | away | [14 empty] | re-use
Ceiling mounted fan coil unit, concealed type without casing with nominal supply air rate at medium speed : -
A | [22 empty] | B |  | C |  | D
Each |  |  | $ | [19 empty] | $ |  | $ |  | $
38377 | Up to 0.095 m³/ s..................................................................................................................................................................... | [17 empty] | 4,067.89 |  |  |  | 140.81 |  |  | 239.03 | 745.45 |  | 38377
38378 | 0.095 - 0.142 m³/ s.................................................................................................................................................................. | [17 empty] | 4,375.13 |  |  |  | 173.21 |  |  | 275.31 | 783.64 |  | 38378
38379 | 0.142 - 0.190 m³/ s.................................................................................................................................................................. | [17 empty] | 4,668.40 |  |  |  | 206.78 |  |  | 305.77 | 820.99 |  | 38379
38380 | 0.190 - 0.284 m³/ s.................................................................................................................................................................. | [17 empty] | 5,399.59 |  |  |  | 257.22 |  |  | 341.93 | 918.05 |  | 38380
38381 | 0.284 - 0.378 m³/ s.................................................................................................................................................................. | [17 empty] | 5,998.32 |  |  |  | 272.29 |  |  | 366.80 | 957.07 |  | 38381
38382 | 0.378 - 0.473 m³/ s.................................................................................................................................................................. | [17 empty] | 7,246.83 |  |  |  | 279.09 |  |  | 397.08 | 1,053.21 |  | 38382
38383 | 0.473 - 0.567 m³/ s.................................................................................................................................................................. | [17 empty] | 7,861.72 |  |  |  | 311.40 |  |  | 427.72 | 1,116.52 |  | 38383
38384 | 0.567 - 0.659 m³/ s.................................................................................................................................................................. | [17 empty] | 8,435.83 |  |  |  | 349.76 |  |  | 457.20 | 1,173.09 |  | 38384
Vertical floor/ wall mounted fan coil unit, surface mounting c/w casing with nominal
supply air rate at medium speed : -
Each
38385 | Up to 0.095 m³/ s..................................................................................................................................................................... | [17 empty] | 5,891.54 |  |  |  | 77.80 |  |  | 167.53 | 648.77 |  | 38385
38386 | 0.095 - 0.142 m³/ s.................................................................................................................................................................. | [17 empty] | 6,158.39 |  |  |  | 109.60 |  |  | 197.48 | 687.77 |  | 38386
38387 | 0.142 - 0.190 m³/ s.................................................................................................................................................................. | [17 empty] | 6,650.98 |  |  |  | 127.37 |  |  | 221.53 | 716.48 |  | 38387
38388 | 0.190 - 0.284 m³/ s.................................................................................................................................................................. | [17 empty] | 7,621.22 |  |  |  | 151.23 |  |  | 251.92 | 802.99 |  | 38388
38389 | 0.284 - 0.378 m³/ s.................................................................................................................................................................. | [17 empty] | 8,652.18 |  |  |  | 178.44 |  |  | 273.48 | 847.74 |  | 38389
38390 | 0.378 - 0.473 m³/ s.................................................................................................................................................................. | [17 empty] | 11,548.67 |  |  |  | 204.16 |  |  | 304.45 | 935.13 |  | 38390
38391 | 0.473 - 0.567 m³/ s.................................................................................................................................................................. | [17 empty] | 12,464.71 |  |  |  | 237.42 |  |  | 335.39 | 996.60 |  | 38391
38392 | 0.567 - 0.659 m³/ s.................................................................................................................................................................. | [17 empty] | 13,430.35 |  |  |  | 265.81 |  |  | 367.62 | 1,037.78 |  | 38392
38/33
38 | HEATING, VENTILATION AND AIR-CONDITIONING - EQUIPMENT | [17 empty] | 38
Item | Item
AIR HANDLING & TREATMENT EQUIPMENT (CONT'D)
Chilled water fan-coil units of 4 rows copper tube aluminium fin cooling coils, c/w | [17 empty] | Take | [6 empty] | Take
filters, chilled water pipes and condensate pans, thermostat c/w digital temperature | [17 empty] | Supply |  |  |  |  | down |  | down |  | Fix
and speed control/ indicating heating (if required) (main chilled water distribution pipes | [17 empty] | and |  |  |  |  | and |  | and set |  | only
to be measured separately) (Cont'd) | [9 empty] | fix | [12 empty] | clear |  | aside for
away | [24 empty] | re-use
Vertical floor/ wall mounted fan coil unit, concealed type, without casing with
nominal supply air rate at medium speed : -
A | [22 empty] | B |  | C |  | D
Each |  |  | $ | [19 empty] | $ |  | $ |  | $
38393 | Up to 0.095 m³/ s..................................................................................................................................................................... | [17 empty] | 4,920.00 |  |  |  | 93.37 |  |  | 195.31 | 679.80 |  | 38393
38394 | 0.095 - 0.142 m³/ s.................................................................................................................................................................. | [17 empty] | 5,423.52 |  |  |  | 123.51 |  |  | 222.06 | 725.80 |  | 38394
38395 | 0.142 - 0.190 m³/ s.................................................................................................................................................................. | [17 empty] | 5,741.67 |  |  |  | 157.49 |  |  | 258.82 | 756.75 |  | 38395
38396 | 0.190 - 0.284 m³/ s.................................................................................................................................................................. | [17 empty] | 6,681.72 |  |  |  | 181.44 |  |  | 282.83 | 845.38 |  | 38396
38397 | 0.284 - 0.378 m³/ s.................................................................................................................................................................. | [17 empty] | 7,301.99 |  |  |  | 208.61 |  |  | 306.53 | 889.57 |  | 38397
38398 | 0.378 - 0.473 m³/ s.................................................................................................................................................................. | [17 empty] | 9,248.43 |  |  |  | 234.56 |  |  | 340.70 | 980.96 |  | 38398
38399 | 0.473 - 0.567 m³/ s.................................................................................................................................................................. | [17 empty] | 9,895.02 |  |  |  | 267.78 |  |  | 367.03 | 1,043.30 |  | 38399
38400 | 0.567 - 0.659 m³/ s.................................................................................................................................................................. | [17 empty] | 10,730.26 |  |  |  | 298.51 |  |  | 404.75 | 1,086.00 |  | 38400
Chiller water fan-coil units of 3 rows copper tube aluminium fin cooling coils, c/w
filters, chilled water pipes and condensate pans, thermostat c/w digital temperature
and speed control/ indicating heating (if required) (main chilled water distribution
pipes to be measured separately)
Ceiling mounted, surface mounted c/w casing with nominal supply air rate at medium speed : -
Each
38401 | Up to 0.095 m³/ s..................................................................................................................................................................... | [17 empty] | 5,223.56 |  |  |  | 110.37 |  |  | 200.70 | 641.48 |  | 38401
38402 | 0.095 - 0.142 m³/ s.................................................................................................................................................................. | [17 empty] | 5,521.81 |  |  |  | 137.14 |  |  | 229.97 | 681.18 |  | 38402
38403 | 0.142 - 0.190 m³/ s.................................................................................................................................................................. | [17 empty] | 5,988.13 |  |  |  | 167.59 |  |  | 251.41 | 708.10 |  | 38403
38404 | 0.190 - 0.284 m³/ s.................................................................................................................................................................. | [17 empty] | 6,997.52 |  |  |  | 188.60 |  |  | 278.05 | 788.80 |  | 38404
38405 | 0.284 - 0.378 m³/ s.................................................................................................................................................................. | [17 empty] | 7,996.00 |  |  |  | 234.19 |  |  | 297.61 | 827.42 |  | 38405
38406 | 0.378 - 0.473 m³/ s.................................................................................................................................................................. | [17 empty] | 10,999.61 |  |  |  | 235.25 |  |  | 325.05 | 911.54 |  | 38406
38407 | 0.473 - 0.576 m³/ s.................................................................................................................................................................. | [17 empty] | 12,018.67 |  |  |  | 264.46 |  |  | 353.30 | 967.55 |  | 38407
38408 | 0.576 - 0.659 m³/ s.................................................................................................................................................................. | [17 empty] | 12,983.46 |  |  |  | 289.27 |  |  | 381.90 | 1,006.37 |  | 38408
38/34
38 | HEATING, VENTILATION AND AIR-CONDITIONING - EQUIPMENT | [17 empty] | 38
Item | Item
AIR HANDLING & TREATMENT EQUIPMENT (CONT'D)
Chiller water fan-coil units of 3 rows copper tube aluminium fin cooling coils, c/w | [17 empty] | Take | [6 empty] | Take
filters, chilled water pipes and condensate pans, thermostat c/w digital temperature | [17 empty] | Supply |  |  |  |  | down |  | down |  | Fix
and speed control/ indicating heating (if required) (main chilled water distribution | [16 empty] | and | [5 empty] | and |  | and set |  | only
pipes to be measured separately) (Cont'd) | [9 empty] | fix | [12 empty] | clear |  | aside for
away | [24 empty] | re-use
Ceiling mounted fan coil unit, concealed type without casing with nominal supply air rate at medium speed : -
A | [22 empty] | B |  | C |  | D
Each |  |  | $ | [19 empty] | $ |  | $ |  | $
38409 | Up to 0.095 m³/ s..................................................................................................................................................................... | [17 empty] | 3,661.10 |  |  |  | 126.73 |  |  | 215.13 | 670.91 |  | 38409
38410 | 0.095 - 0.142 m³/ s.................................................................................................................................................................. | [17 empty] | 3,937.62 |  |  |  | 155.89 |  |  | 247.78 | 705.28 |  | 38410
38411 | 0.142 - 0.190 m³/ s.................................................................................................................................................................. | [17 empty] | 4,201.56 |  |  |  | 186.10 |  |  | 275.19 | 738.89 |  | 38411
38412 | 0.190 - 0.284 m³/ s.................................................................................................................................................................. | [17 empty] | 4,859.63 |  |  |  | 231.50 |  |  | 307.74 | 826.25 |  | 38412
38413 | 0.284 - 0.378 m³/ s.................................................................................................................................................................. | [17 empty] | 5,398.49 |  |  |  | 245.06 |  |  | 330.12 | 861.36 |  | 38413
38414 | 0.378 - 0.473 m³/ s.................................................................................................................................................................. | [17 empty] | 6,522.15 |  |  |  | 251.18 |  |  | 357.37 | 947.89 |  | 38414
38415 | 0.473 - 0.576 m³/ s.................................................................................................................................................................. | [17 empty] | 7,075.55 |  |  |  | 280.26 |  |  | 384.95 | 1,004.87 |  | 38415
38416 | 0.576 - 0.659 m³/ s.................................................................................................................................................................. | [17 empty] | 7,592.25 |  |  |  | 314.78 |  |  | 411.48 | 1,055.78 |  | 38416
Vertical floor / wall mounted fan coil unit, surface mounting c/w casing with
nominal supply air rate at medium speed : -
Each
38417 | Up to 0.095 m³/ s..................................................................................................................................................................... | [17 empty] | 5,302.39 |  |  |  | 70.02 |  |  | 150.78 | 583.89 |  | 38417
38418 | 0.095 - 0.142 m³/ s.................................................................................................................................................................. | [17 empty] | 5,542.55 |  |  |  | 98.64 |  |  | 177.73 | 618.99 |  | 38418
38419 | 0.142 - 0.190 m³/ s.................................................................................................................................................................. | [17 empty] | 5,985.88 |  |  |  | 114.63 |  |  | 199.38 | 644.83 |  | 38419
38420 | 0.190 - 0.284 m³/ s.................................................................................................................................................................. | [17 empty] | 6,859.10 |  |  |  | 136.11 |  |  | 226.73 | 722.69 |  | 38420
38421 | 0.284 - 0.378 m³/ s.................................................................................................................................................................. | [17 empty] | 7,786.96 |  |  |  | 160.60 |  |  | 246.13 | 762.97 |  | 38421
38422 | 0.378 - 0.473 m³/ s.................................................................................................................................................................. | [17 empty] | 10,393.80 |  |  |  | 183.74 |  |  | 274.01 | 841.62 |  | 38422
38423 | 0.473 - 0.576 m³/ s.................................................................................................................................................................. | [17 empty] | 11,218.24 |  |  |  | 213.68 |  |  | 301.85 | 896.94 |  | 38423
38424 | 0.576 - 0.659 m³/ s.................................................................................................................................................................. | [17 empty] | 12,087.32 |  |  |  | 239.23 |  |  | 330.86 | 934.00 |  | 38424
38/35
38 | HEATING, VENTILATION AND AIR-CONDITIONING - EQUIPMENT | [17 empty] | 38
Item | Item
AIR HANDLING & TREATMENT EQUIPMENT (CONT'D)
Chiller water fan-coil units of 3 rows copper tube aluminium fin cooling coils, c/w | [17 empty] | Take | [6 empty] | Take
filters, chilled water pipes and condensate pans, thermostat c/w digital temperature | [17 empty] | Supply |  |  |  |  | down |  | down |  | Fix
and speed control/ indicating heating (if required) (main chilled water distribution | [16 empty] | and | [5 empty] | and |  | and set |  | only
pipes to be measured separately) (Cont'd) | [9 empty] | fix | [12 empty] | clear |  | aside for
away | [24 empty] | re-use
Vertical floor / wall mounted fan coil unit, concealed type without casing with
nominal supply air rate at medium speed : -
A | [22 empty] | B |  | C |  | D
Each |  |  | $ | [19 empty] | $ |  | $ |  | $
38425 | Up to 0.095 m³/ s..................................................................................................................................................................... | [17 empty] | 4,428.00 |  |  |  | 84.03 |  |  | 175.78 | 611.82 |  | 38425
38426 | 0.095 - 0.142 m³/ s.................................................................................................................................................................. | [17 empty] | 4,881.17 |  |  |  | 111.16 |  |  | 199.85 | 653.22 |  | 38426
38427 | 0.142 - 0.190 m³/ s.................................................................................................................................................................. | [17 empty] | 5,167.50 |  |  |  | 141.74 |  |  | 232.94 | 681.08 |  | 38427
38428 | 0.190 - 0.284 m³/ s.................................................................................................................................................................. | [17 empty] | 6,013.55 |  |  |  | 163.30 |  |  | 254.55 | 760.84 |  | 38428
38429 | 0.284 - 0.378 m³/ s.................................................................................................................................................................. | [17 empty] | 6,571.79 |  |  |  | 187.75 |  |  | 275.88 | 800.61 |  | 38429
38430 | 0.378 - 0.473 m³/ s.................................................................................................................................................................. | [17 empty] | 8,323.59 |  |  |  | 211.10 |  |  | 306.63 | 882.86 |  | 38430
38431 | 0.473 - 0.567 m³/ s.................................................................................................................................................................. | [17 empty] | 8,905.52 |  |  |  | 241.00 |  |  | 330.33 | 938.97 |  | 38431
38432 | 0.567 - 0.659 m³/ s.................................................................................................................................................................. | [17 empty] | 9,657.23 |  |  |  | 268.66 |  |  | 364.28 | 977.40 |  | 38432
38/36
38 | HEATING, VENTILATION AND AIR-CONDITIONING - EQUIPMENT | [17 empty] | 38
Item | Item
AIR HANDLING & TREATMENT EQUIPMENT (CONT'D)
Take | [24 empty] | Take
Supply | [22 empty] | down |  | down |  | Fix
Chilled water fan-coil unit of cassette type, ceiling concealed type, c/w condensate drain | [17 empty] | and |  |  |  |  | and |  | and set |  | only
pump, overflow indication and alarm, chilled water pipes, condensate pans, coils, filters, face | [17 empty] | fix |  |  |  |  | clear |  | aside for
panel with discharge and return air grilles, ceiling mounted with nominal supply air rate at | [17 empty] | away | [6 empty] | re-use
medium speed : -
A | [22 empty] | B |  | C |  | D
Each |  |  | $ | [19 empty] | $ |  | $ |  | $
38433 | Up to 0.17 m³/ s....................................................................................................................................................................... | [17 empty] | 8,665.41 |  |  |  | 149.07 |  |  | 250.89 | 766.11 |  | 38433
38434 | 0.17 - 0.2 m³/ s........................................................................................................................................................................ | [17 empty] | 9,837.91 |  |  |  | 198.58 |  |  | 300.72 | 877.55 |  | 38434
38435 | 0.2 - 0.34 m³/ s........................................................................................................................................................................ | [17 empty] | 10,074.46 |  |  |  | 272.01 |  |  | 351.19 | 950.79 |  | 38435
38436 | 0.34 - 0.5 m³/ s........................................................................................................................................................................ | [17 empty] | 10,380.87 |  |  |  | 298.01 |  |  | 401.20 | 1,095.96 |  | 38436
Chilled water fan-coil unit of cassette type, ceiling concealed type, c/w built-in heater,
overheat protection device, condensate drain pump, overflow indication and alarm, face panel
with discharge and return air grilles, coils, filters, chilled water pipes and condensate pans,
ceiling mounted with nominal supply air rate at medium speed : -
Each
38437 | Up to 0.17 m³/ s....................................................................................................................................................................... | [17 empty] | 9,061.14 |  |  |  | 153.80 |  |  | 250.89 | 714.35 |  | 38437
38438 | 0.17 - 0.2 m³/ s........................................................................................................................................................................ | [17 empty] | 10,028.14 |  |  |  | 198.58 |  |  | 300.72 | 835.91 |  | 38438
38439 | 0.2 - 0.34 m³/ s........................................................................................................................................................................ | [17 empty] | 10,403.39 |  |  |  | 248.28 |  |  | 351.19 | 950.79 |  | 38439
38440 | 0.34 - 0.5 m³/ s........................................................................................................................................................................ | [17 empty] | 10,920.75 |  |  |  | 298.01 |  |  | 401.20 | 1,023.22 |  | 38440
Fan coil unit controller : -
Each
38441 | Fan coil unit controller c/w thermostat, temperature and speed control/
indicating, and all necessary accessories................................................................................................................................ | [18 empty] | 551.97 |  |  |  | 12.24 |  |  | 15.12 | 70.66 |  | 38441
38/37
38 | HEATING, VENTILATION AND AIR-CONDITIONING - EQUIPMENT | [17 empty] | 38
Item | Item
AIR HANDLING & TREATMENT EQUIPMENT (CONT'D) | [16 empty] | Take | [7 empty] | Take
Supply | [22 empty] | down |  | down |  | Fix
and | [22 empty] | and |  | and set |  | only
Stainless steel 316 panel housing; weatherproof type : - | [14 empty] | fix | [7 empty] | clear |  | aside for
away | [24 empty] | re-use
Each |  |  | A | [19 empty] | B |  | C |  | D
$ | [22 empty] | $ |  | $ |  | $
38442 | Weatherproof sheet metal box/ panel c/ w contactors, fused spur units, cable terminals,
mounting din rails for fan coil units....................................................................................................................................... | [18 empty] | 2,072.94 |  |  |  | 80.83 |  |  | 140.35 | 315.44 |  | 38442
Chilled water fresh air pretreating unit c/w blower, blower motor, cooling/ heating
coil of copper tube resin coated aluminium fins, double skin casing, insulated drip
pan, thermostats/ humidistat, filter chamber and filters, starter, emergency stop
button, probe type smoke detector, filter clog indicator, chilled water pipework (main
chilled water distribution pipes to be measured separately)
Nominal supply air rate at medium speed : -
Each
38443 | Up to 1 m³/ s............................................................................................................................................................................ | [17 empty] | 36,952.18 |  |  |  | 252.28 |  |  | 350.17 | 939.16 |  | 38443
38444 | 1 - 2 m³/ s................................................................................................................................................................................. | [17 empty] | 50,099.17 |  |  |  | 344.73 |  |  | 487.44 | 1,311.73 |  | 38444
38445 | 2 - 3 m³/ s................................................................................................................................................................................. | [17 empty] | 56,340.05 |  |  |  | 388.45 |  |  | 550.61 | 1,473.75 |  | 38445
38446 | 3 - 4 m³/ s................................................................................................................................................................................. | [17 empty] | 75,170.15 |  |  |  | 503.34 |  |  | 720.16 | 1,934.18 |  | 38446
38447 | 4 - 5 m³/ s................................................................................................................................................................................. | [17 empty] | 86,650.97 |  |  |  | 576.51 |  |  | 820.48 | 2,208.56 |  | 38447
38448 | 5 - 6 m³/ s................................................................................................................................................................................. | [17 empty] | 96,553.44 |  |  |  | 660.37 |  |  | 925.47 | 2,507.83 |  | 38448
Variable air volume equipment
VAV linear diffuser with acoustic air boot : -
Each
38449 | Up to 0.1 m³/ s......................................................................................................................................................................... | [17 empty] | 481.31 |  |  |  | 5.91 |  |  | 7.24 | 49.78 |  | 38449
38450 | 0.1 - 0.2 m³/ s........................................................................................................................................................................... | [17 empty] | 559.37 |  |  |  | 6.55 |  |  | 7.76 | 50.96 |  | 38450
38451 | 0.2 - 0.3 m³/ s........................................................................................................................................................................... | [17 empty] | 672.07 |  |  |  | 7.01 |  |  | 8.24 | 53.06 |  | 38451
38452 | 0.3 - 0.4 m³/ s.......................................................................................................................................................................... | [17 empty] | 765.38 |  |  |  | 7.54 |  |  | 8.93 | 55.23 |  | 38452
VAV diffuser of all shape c/w thermo actuator, constructed of pressed mild steel sheet
with powder coating finish, auto air flow adjustment from 30% to 100% for normal flow
rate only of neck size : -
Each
38453 | Up to 0.018 m²........................................................................................................................................................................ | [17 empty] | 5,424.58 |  |  |  | 65.03 |  |  | 130.95 | 376.68 |  | 38453
38454 | 0.018 - 0.032 m²...................................................................................................................................................................... | [17 empty] | 5,681.90 |  |  |  | 66.41 |  |  | 132.67 | 380.77 |  | 38454
38455 | 0.032 - 0.051 m²...................................................................................................................................................................... | [17 empty] | 5,907.53 |  |  |  | 67.77 |  |  | 134.41 | 385.60 |  | 38455
38456 | 0.051 - 0.073 m²...................................................................................................................................................................... | [17 empty] | 6,146.90 |  |  |  | 69.17 |  |  | 136.24 | 389.44 |  | 38456
38/38
38 | HEATING, VENTILATION AND AIR-CONDITIONING - EQUIPMENT | [17 empty] | 38
Item | Item
AIR HANDLING & TREATMENT EQUIPMENT (CONT'D)
Take | [24 empty] | Take
Variable air volume equipment (Cont'd) | [9 empty] | Supply | [12 empty] | down |  | down |  | Fix
and | [22 empty] | and |  | and set |  | only
fix | [22 empty] | clear |  | aside for
VAV multi-outlet air distribution box (octopus) connected to terminal box and | [16 empty] | away | [7 empty] | re-use
ductwork : -
A | [22 empty] | B |  | C |  | D
Each |  |  | $ | [19 empty] | $ |  | $ |  | $
38457 | Up to 0.3 m³/ s......................................................................................................................................................................... | [17 empty] | 345.97 |  |  |  | 7.30 |  |  | 8.66 | 55.12 |  | 38457
38458 | 0.3 - 0.4 m³/ s........................................................................................................................................................................... | [17 empty] | 395.66 |  |  |  | 8.66 |  |  | 9.88 | 57.24 |  | 38458
38459 | 0.4 - 0.5 m³/ s........................................................................................................................................................................... | [17 empty] | 429.00 |  |  |  | 9.77 |  |  | 11.17 | 59.43 |  | 38459
38460 | 0.5 - 0.6 m³/ s........................................................................................................................................................................... | [17 empty] | 473.12 |  |  |  | 10.99 |  |  | 12.37 | 61.63 |  | 38460
VAV thermostatic controller : -
Each
38461 | VAV thermostatic controller c/w all necessary accessories................................................................................................... | [17 empty] | - |  |  |  | 13.02 |  |  | - | - |  | 38461
VAV/ CAV terminal box c/w insulation, acoustical baffles, damper regulating
controller and damper actuator : -
Each
38462 | Up to 0.3 m³/ s......................................................................................................................................................................... | [17 empty] | 5,906.92 |  |  |  | 61.39 |  |  | 117.36 | 363.20 |  | 38462
38463 | 0.3 - 0.4 m³/ s........................................................................................................................................................................... | [17 empty] | 6,317.15 |  |  |  | 62.41 |  |  | 118.90 | 367.83 |  | 38463
38464 | 0.4 - 0.5 m³/ s........................................................................................................................................................................... | [17 empty] | 6,764.71 |  |  |  | 63.51 |  |  | 119.99 | 369.95 |  | 38464
38465 | 0.5 - 0.6 m³/ s........................................................................................................................................................................... | [17 empty] | 6,843.43 |  |  |  | 64.62 |  |  | 121.11 | 374.71 |  | 38465
Dry steam humidifier, steam injection type using electric elements/ electrodes,
automatic water level control, overflow protection and drain connection.
Each
38466 | Up to 15 kg/ hr........................................................................................................................................................................ | [17 empty] | 37,362.40 |  |  |  | 176.77 |  |  | 178.61 | 443.18 |  | 38466
38467 | 15 - 30 kg/ hr........................................................................................................................................................................... | [17 empty] | 47,062.38 |  |  |  | 220.89 |  |  | 223.19 | 501.32 |  | 38467
38468 | 30 - 60 kg/ hr........................................................................................................................................................................... | [17 empty] | 65,598.37 |  |  |  | 264.94 |  |  | 267.68 | 555.83 |  | 38468
38/39
38 | HEATING, VENTILATION AND AIR-CONDITIONING - EQUIPMENT | [17 empty] | 38
Item | Item
AIR HANDLING & TREATMENT EQUIPMENT (CONT'D)
Take | [24 empty] | Take
Supply | [22 empty] | down |  | down |  | Fix
Window / wall mounted paper plate type fresh air pre-conditioner c/w motor and 2 fans, air supply/ | [17 empty] | and |  |  |  |  | and |  | and set |  | only
exhaust pipes, remote controller, a fresh air and washable air filters in both fresh and | [17 empty] | fix |  |  |  |  | clear |  | aside for
weatherproof covers in exhaust streams, casings and mounting; hinged access | [16 empty] | away | [7 empty] | re-use
openable panel and outdoor-air shutter.
A | [22 empty] | B |  | C |  | D
Each |  |  | $ | [19 empty] | $ |  | $ |  | $
38469 | 65 m³/ hr - 105 m³/ hr.............................................................................................................................................................. | [17 empty] | 4,610.18 |  |  |  | 231.74 |  |  | 244.52 | 957.22 |  | 38469
38470 | 105 m³/ hr – 200 m³/ hr........................................................................................................................................................... | [17 empty] | 7,232.00 |  |  |  | 282.50 |  |  | 293.80 | 1,130.00 |  | 38470
Desiccant type fresh air pre-conditioner c/w total energy wheel with desiccant coating,
an exhaust fan motor, flanged collars, a fresh air and washable air filters in both
fresh and exhaust streams, casings and mounting; hinged access openable panel.
Nominal supply air rate at medium speed : -
Each
38471 | Up to 0.125 m³/ s..................................................................................................................................................................... | [17 empty] | 16,362.67 |  |  |  | 231.74 |  |  | 244.52 | 784.97 |  | 38471
38472 | 0.125 - 0.25 m³/ s.................................................................................................................................................................... | [17 empty] | 22,017.98 |  |  |  | 293.94 |  |  | 305.95 | 808.77 |  | 38472
38473 | 0.25 - 0.5 m³/ s........................................................................................................................................................................ | [17 empty] | 43,187.43 |  |  |  | 308.90 |  |  | 326.64 | 844.37 |  | 38473
38474 | 0.5 - 0.8 m³/ s........................................................................................................................................................................... | [17 empty] | 53,122.44 |  |  |  | 317.18 |  |  | 343.61 | 862.55 |  | 38474
38475 | 0.8 - 1.4 m³/ s........................................................................................................................................................................... | [17 empty] | 84,034.70 |  |  |  | 325.34 |  |  | 352.05 | 883.97 |  | 38475
38476 | 1.4 - 2 m³/ s.............................................................................................................................................................................. | [17 empty] | 11,238.03 |  |  |  | 333.90 |  |  | 360.25 | 905.31 |  | 38476
(The actual rate should be : $112,380.30 for Item 38476A)
38477 | 2 - 2.9 m³/ s.............................................................................................................................................................................. | [17 empty] | 12,570.54 |  |  |  | 342.08 |  |  | 368.90 | 926.86 |  | 38477
(The actual rate should be : $125,705.40 for Item 38477A)
38478 | 2.9 - 3.6 m³/ s........................................................................................................................................................................... | [17 empty] | 14,825.75 |  |  |  | 350.76 |  |  | 377.83 | 948.24 |  | 38478
(The actual rate should be : $148,257.50 for Item 38478A)
38/40
38 | HEATING, VENTILATION AND AIR-CONDITIONING - EQUIPMENT | [17 empty] | 38
Item | Item
AIR HANDLING & TREATMENT EQUIPMENT (CONT'D)
Take | [24 empty] | Take
Paper plate type fresh air pre-conditioner c/w supply air fan, non-flammable heat | [16 empty] | Supply | [5 empty] | down |  | down |  | Fix
exchange element, exhaust air fan and resin set (washable) filter, motor, flanged | [16 empty] | and | [5 empty] | and |  | and set |  | only
collars, indoor and outdoor temperature sensors, remote controller. | [16 empty] | fix | [5 empty] | clear |  | aside for
away | [24 empty] | re-use
Ceiling mounted ducted type, nominal supply air rate at medium speed : -
A | [22 empty] | B |  | C |  | D
Each |  |  | $ | [19 empty] | $ |  | $ |  | $
38479 | Up to 0.05 m³/ s....................................................................................................................................................................... | [17 empty] | 18,240.75 |  |  |  | 299.32 |  |  | 355.40 | 1,177.75 |  | 38479
38480 | 0.05 - 0.25 m³/ s...................................................................................................................................................................... | [17 empty] | 34,110.74 |  |  |  | 351.03 |  |  | 414.64 | 1,340.74 |  | 38480
38481 | 0.25 - 0.5 m³/ s........................................................................................................................................................................ | [17 empty] | 62,676.72 |  |  |  | 415.65 |  |  | 488.69 | 1,544.48 |  | 38481
38482 | 0.5 - 0.8 m³/ s........................................................................................................................................................................... | [17 empty] | 75,916.96 |  |  |  | 493.21 |  |  | 577.55 | 1,788.96 |  | 38482
38483 | 0.8 - 1.4 m³/ s........................................................................................................................................................................... | [17 empty] | 97,582.81 |  |  |  | 565.70 |  |  | 675.35 | 2,065.45 |  | 38483
38484 | 1.4 - 2 m³/ s.............................................................................................................................................................................. | [17 empty] | 12,647.06 |  |  |  | 658.57 |  |  | 762.57 | 2,340.89 |  | 38484
(The actual rate should be : $126,470.60 for Item 38484A)
38485 | 2 - 2.9 m³/ s.............................................................................................................................................................................. | [17 empty] | 16,258.04 |  |  |  | 730.74 |  |  | 834.10 | 2,545.53 |  | 38485
(The actual rate should be : $162,580.40 for Item 38485A)
38486 | 2.9 - 3.6 m³/ s........................................................................................................................................................................... | [17 empty] | 20,109.74 |  |  |  | 846.87 |  |  | 936.92 | 2,808.77 |  | 38486
(The actual rate should be : $201,097.40 for Item 38486A)
Thermostat and humidistat : -
Each
38487 | Space thermostat/ controller c/w wiring, conduit and necessary accessories........................................................................ | [17 empty] | 303.52 |  |  |  | 7.45 |  |  | 9.27 | 47.26 |  | 38487
38488 | Space thermostat/ controller with digital setting and monitoring display c/w wiring, conduit and all
functional accessories............................................................................................................................................................ | [18 empty] | 654.16 |  |  |  | 7.45 |  |  | 9.27 | 47.26 |  | 38488
38489 | Space humidistat c/w wiring, conduit and necessary accessories.......................................................................................... | [17 empty] | 298.84 |  |  |  | 7.45 |  |  | 9.27 | 47.26 |  | 38489
38/41
38 | HEATING, VENTILATION AND AIR-CONDITIONING - EQUIPMENT | [17 empty] | 38
Item | Item
AIR HANDLING & TREATMENT EQUIPMENT (CONT'D)
Electrostatic precipitator c/w galvanized sheet metal housing, auto clean electrostatic filter
c/w ioniser collector section and motorized washer/ adhesive applicator section, solenoid valve, | [17 empty] | Take | [6 empty] | Take
manifold drive motor, manifold limit switch, timer control with field adjustable timer and | [17 empty] | Supply |  |  |  |  | down |  | down |  | Fix
timer bypass switch, access door with indicating light, internal panel with LED lights and | [17 empty] | and |  |  |  |  | and |  | and set |  | only
digital readout, at least 10 to 15 steps of output voltage adjustment, remote relays, | [17 empty] | fix |  |  |  |  | clear |  | aside for
power supply indicating lamps, circuit breaker, manual reset button, | [16 empty] | away | [7 empty] | re-use
time delay safety type door interlock switches : -
Nominal air supply rate : -
A | [22 empty] | B |  | C |  | D
Each |  |  | $ | [19 empty] | $ |  | $ |  | $
38490 | Up to 1.5 m³/ s......................................................................................................................................................................... | [17 empty] | 30,898.44 |  |  |  | 1,125.17 |  |  | 1,716.71 | 6,015.24 |  | 38490
38491 | 1.5 - 3 m³/ s.............................................................................................................................................................................. | [17 empty] | 41,508.10 |  |  |  | 1,362.59 |  |  | 2,019.23 | 6,780.25 |  | 38491
38492 | 3 - 4.5 m³/ s.............................................................................................................................................................................. | [17 empty] | 57,120.14 |  |  |  | 1,650.12 |  |  | 2,375.08 | 7,642.57 |  | 38492
38493 | 4.5 - 6 m³/ s.............................................................................................................................................................................. | [17 empty] | 65,077.39 |  |  |  | 1,998.32 |  |  | 2,793.62 | 8,614.54 |  | 38493
38494 | 6 - 9 m³/ s................................................................................................................................................................................. | [17 empty] | 90,414.96 |  |  |  | 2,419.99 |  |  | 3,285.93 | 9,710.13 |  | 38494
38495 | 9 - 12 m³/ s............................................................................................................................................................................... | [17 empty] | 10,544.53 |  |  |  | 3,010.33 |  |  | 3,975.16 | 11,243.96 |  | 38495
(The actual rate should be : $105,445.30 for Item 38495A)
38496 | 12 - 15 m³/ s............................................................................................................................................................................. | [17 empty] | 12,754.88 |  |  |  | 3,541.74 |  |  | 4,712.80 | 12,633.06 |  | 38496
(The actual rate should be : $127,548.80 for Item 38496A)
Thermo ventilator
Ceiling mounted thermo ventilator c/w PTC heater, fan motors shall have minimum 2-step air
flow rate changeover and c/w a remote controller of on/ off, 'Hi/ Lo speed operation,
adjustable air direction, timer, filters, including all supporting framework and
all necessary accessories : -
Each
38497 | Minimum air flow rate 175 m³/ hr.......................................................................................................................................... | [17 empty] | 1,821.13 |  |  |  | 61.29 |  |  | 77.17 | 311.99 |  | 38497
Portable type air-conditioner
Portable type air-conditioner using refrigerant R410A, fan motors shall have 'minimum 2-stepair
flow rate changeover and c/w a remote controller of on/ off, 'Hi/ Lo' speed operation,
timer, filters, casters : -
Cooling capacity : -
Each
38498 | Up to 3.0 kW........................................................................................................................................................................... | [17 empty] | 1,181.74 |  |  |  | 24.24 |  |  | 30.33 | 88.42 |  | 38498
38499 | 3.0 to 4.4 kW........................................................................................................................................................................... | [17 empty] | 1,467.40 |  |  |  | 24.24 |  |  | 30.33 | 88.42 |  | 38499
38/42
38 | HEATING, VENTILATION AND AIR-CONDITIONING - EQUIPMENT | [17 empty] | 38
Item | Item
WATER TANK AND ACCESSORIES
Take | [24 empty] | Take
Supply | [22 empty] | down |  | down |  | Fix
Water tank |  |  |  | and | [18 empty] | and |  | and set |  | only
fix | [22 empty] | clear |  | aside for
Sheet metal water tank (feed & expansion) c/w ball valve, vent, overflow, drain and mild | [17 empty] | away | [6 empty] | re-use
steel support, anti-rust painting & accessories of effective water capacity : -
A | [22 empty] | B |  | C |  | D
Each |  |  | $ | [19 empty] | $ |  | $ |  | $
38500 | Up to 250 litres........................................................................................................................................................................ | [17 empty] | 8,026.41 |  |  |  | 110.91 |  |  | 194.42 | 787.43 |  | 38500
38501 | 250 litres - 350 litres............................................................................................................................................................... | [17 empty] | 8,840.30 |  |  |  | 138.25 |  |  | 223.52 | 887.79 |  | 38501
38502 | 350 litres - 500 litres............................................................................................................................................................... | [17 empty] | 11,642.05 |  |  |  | 165.85 |  |  | 251.19 | 981.84 |  | 38502
Reinforced fiberglass water tank (feed & expansion) c/w ball valve, vent, overflow, drain and
mild steel support, painting & accessories of effective water capacity : -
Each
38503 | Up to 250 litres........................................................................................................................................................................ | [17 empty] | 4,948.90 |  |  |  | 154.14 |  |  | 249.17 | 883.06 |  | 38503
38504 | 250 litres - 350 litres............................................................................................................................................................... | [17 empty] | 8,632.00 |  |  |  | 192.14 |  |  | 286.46 | 995.61 |  | 38504
38505 | 350 litres - 500 litres............................................................................................................................................................... | [17 empty] | 9,077.98 |  |  |  | 230.49 |  |  | 321.93 | 1,101.08 |  | 38505
Water level controller : -
Each
38506 | Three water level controller for water tank for pump control and alarm c/w probes, contacts,
wiring and electrical connection to pump control panel and accessories.............................................................................. | [18 empty] | 1,481.31 |  |  |  | 61.54 |  |  | 110.70 | 184.34 |  | 38506
Chilled water differential pressure by-pass valve system
Each
38507 | Chilled water differential pressure by-pass valve system c/w 80 dia. ball valve comprise of
modulating actuator with signal output & pressure controller............................................................................................... | [18 empty] | 11,840.55 |  |  |  | 157.68 |  |  | 235.41 | 968.40 |  | 38507
38/43
38 | HEATING, VENTILATION AND AIR-CONDITIONING - EQUIPMENT | [17 empty] | 38
Item | Item
PUMP & ACCESSORIES
Take | [24 empty] | Take
Supply | [22 empty] | down |  | down |  | Fix
Centrifugal fresh water pump for non-portable application, horizontal split casing | [16 empty] | and | [5 empty] | and |  | and set |  | only
type, c/w motor, strainer, drain and vent, orifice plates, starters and local control | [16 empty] | fix | [5 empty] | clear |  | aside for
panel : - |  |  | away | [21 empty] | re-use
A | [22 empty] | B |  | C |  | D
Each |  |  | $ | [19 empty] | $ |  | $ |  | $
38508 | Up to 2.5 kW........................................................................................................................................................................... | [17 empty] | 20,746.80 |  |  |  | 93.50 |  |  | 126.17 | 686.05 |  | 38508
38509 | 2.5 - 5 kW................................................................................................................................................................................ | [17 empty] | 22,577.40 |  |  |  | 96.61 |  |  | 129.38 | 728.68 |  | 38509
38510 | 5 - 10 kW................................................................................................................................................................................. | [17 empty] | 40,679.74 |  |  |  | 101.27 |  |  | 134.19 | 792.62 |  | 38510
38511 | 10 - 15 kW............................................................................................................................................................................... | [17 empty] | 46,931.26 |  |  |  | 107.49 |  |  | 140.61 | 877.88 |  | 38511
38512 | 15 - 20 kW............................................................................................................................................................................... | [17 empty] | 53,201.19 |  |  |  | 113.78 |  |  | 146.44 | 1,022.96 |  | 38512
38513 | 20 - 30 kW............................................................................................................................................................................... | [17 empty] | 59,811.65 |  |  |  | 120.16 |  |  | 153.33 | 1,122.53 |  | 38513
Centrifugal salt water pump, horizontal split casing type, c/w motor, strainer, drain
and vent, orifice plates, starters and local control panel : -
Each
38514 | Up to 2.5 kW........................................................................................................................................................................... | [17 empty] | 36,001.80 |  |  |  | 93.50 |  |  | 126.17 | 686.05 |  | 38514
38515 | 2.5 - 5 kW................................................................................................................................................................................ | [17 empty] | 37,222.20 |  |  |  | 96.61 |  |  | 129.38 | 728.68 |  | 38515
38516 | 5 - 10 kW................................................................................................................................................................................. | [17 empty] | 48,195.14 |  |  |  | 101.27 |  |  | 134.19 | 792.62 |  | 38516
38517 | 10 - 15 kW............................................................................................................................................................................... | [17 empty] | 56,506.78 |  |  |  | 107.49 |  |  | 140.61 | 877.88 |  | 38517
38518 | 15 - 20 kW............................................................................................................................................................................... | [17 empty] | 62,832.81 |  |  |  | 113.78 |  |  | 146.44 | 1,022.96 |  | 38518
38519 | 20 - 30 kW............................................................................................................................................................................... | [17 empty] | 69,469.39 |  |  |  | 120.16 |  |  | 153.33 | 1,122.53 |  | 38519
38520 | 30 - 50 kW............................................................................................................................................................................... | [17 empty] | 76,991.30 |  |  |  | 126.55 |  |  | 159.33 | 1,222.92 |  | 38520
Fresh water pump for portable application, vertical multi-stage centrifugal type, c/w
motor, strainer, drain and vent, orifice plates, starters and local control panel : -
Each
38521 | Up to 2.5 kW........................................................................................................................................................................... | [17 empty] | 27,128.05 |  |  |  | 93.50 |  |  | 126.17 | 686.05 |  | 38521
38522 | 2.5 - 5 kW................................................................................................................................................................................ | [17 empty] | 32,459.08 |  |  |  | 96.61 |  |  | 129.38 | 728.68 |  | 38522
38523 | 5 - 10 kW................................................................................................................................................................................. | [17 empty] | 58,965.02 |  |  |  | 101.27 |  |  | 134.19 | 792.62 |  | 38523
38524 | 10 - 15 kW............................................................................................................................................................................... | [17 empty] | 80,203.88 |  |  |  | 107.49 |  |  | 140.61 | 877.88 |  | 38524
38525 | 15 - 20 kW............................................................................................................................................................................... | [17 empty] | 96,214.16 |  |  |  | 113.78 |  |  | 146.44 | 1,022.96 |  | 38525
38526 | 20 - 30 kW............................................................................................................................................................................... | [17 empty] | 14,919.77 |  |  |  | 120.16 |  |  | 153.33 | 1,122.53 |  | 38526
(The actual rate should be : $149,197.70 for Item 38526A)
38/44
38 | HEATING, VENTILATION AND AIR-CONDITIONING - EQUIPMENT | [17 empty] | 38
Item | Item
PUMP & ACCESSORIES
Take | [24 empty] | Take
Supply | [22 empty] | down |  | down |  | Fix
Fresh water pump for non-portable application, vertical spindle type centrifugal | [16 empty] | and | [5 empty] | and |  | and set |  | only
type, multi-stage configuration (if required), c/w motor, strainer, drain and vent, | [16 empty] | fix | [5 empty] | clear |  | aside for
orifice plates, starters and local control panel : - | [11 empty] | away | [12 empty] | re-use
A | [22 empty] | B |  | C |  | D
Each |  |  | $ | [19 empty] | $ |  | $ |  | $
38527 | Up to 2.5 kW........................................................................................................................................................................... | [17 empty] | 16,686.85 |  |  |  | 93.50 |  |  | 126.17 | 686.05 |  | 38527
38528 | 2.5 - 5 kW................................................................................................................................................................................ | [17 empty] | 24,594.28 |  |  |  | 96.61 |  |  | 129.38 | 728.68 |  | 38528
38529 | 5 - 10 kW................................................................................................................................................................................. | [17 empty] | 31,980.62 |  |  |  | 101.27 |  |  | 134.19 | 792.62 |  | 38529
38530 | 10 - 15 kW............................................................................................................................................................................... | [17 empty] | 38,504.10 |  |  |  | 107.49 |  |  | 140.61 | 877.88 |  | 38530
38531 | 15 - 20 kW............................................................................................................................................................................... | [17 empty] | 45,027.58 |  |  |  | 113.78 |  |  | 146.44 | 1,022.96 |  | 38531
38532 | 20 - 30 kW............................................................................................................................................................................... | [17 empty] | 58,074.53 |  |  |  | 120.16 |  |  | 153.33 | 1,122.53 |  | 38532
Waste water pump c/w motor, strainer, drain
and vent, orifice plates, starters and local control panel : -
Each
38533 | Up to 2.5 kW........................................................................................................................................................................... | [17 empty] | 25,628.40 |  |  |  | 93.50 |  |  | 126.17 | 686.05 |  | 38533
38534 | 2.5 - 5 kW................................................................................................................................................................................ | [17 empty] | 26,848.80 |  |  |  | 96.61 |  |  | 129.38 | 728.68 |  | 38534
38535 | 5 - 10 kW................................................................................................................................................................................. | [17 empty] | 48,229.99 |  |  |  | 101.27 |  |  | 134.19 | 792.62 |  | 38535
38536 | 10 - 15 kW............................................................................................................................................................................... | [17 empty] | 56,072.88 |  |  |  | 107.49 |  |  | 140.61 | 877.88 |  | 38536
38537 | 15 - 20 kW............................................................................................................................................................................... | [17 empty] | 63,595.77 |  |  |  | 113.78 |  |  | 146.44 | 1,022.96 |  | 38537
38/45
38 | HEATING, VENTILATION AND AIR-CONDITIONING - EQUIPMENT | [17 empty] | 38
Item | Item
PUMP & ACCESSORIES (CONT'D) | [11 empty] | Take | [12 empty] | Take
Supply | [22 empty] | down |  | down |  | Fix
and | [22 empty] | and |  | and set |  | only
Water booster pump set (1 duty and 1 standby) c/w motor as a composite unit, strainer, | [17 empty] | fix |  |  |  |  | clear |  | aside for
drain and vent, starters, local control panel, membrane pressure vessel and sensors : - | [17 empty] | away | [6 empty] | re-use
A | [22 empty] | B |  | C |  | D
Each |  |  | $ | [19 empty] | $ |  | $ |  | $
38538 | Up to 2.5 kW........................................................................................................................................................................... | [17 empty] | 62,381.68 |  |  |  | 336.99 |  |  | 491.70 | 1,361.68 |  | 38538
38539 | 2.5 - 5 kW................................................................................................................................................................................ | [17 empty] | 93,295.47 |  |  |  | 352.64 |  |  | 522.99 | 1,498.21 |  | 38539
38540 | 5 - 10 kW................................................................................................................................................................................. | [17 empty] | 11,786.22 |  |  |  | 376.11 |  |  | 569.92 | 1,703.00 |  | 38540
(The actual rate should be : $117,862.20 for Item 38540A)
38541 | 10 - 15 kW............................................................................................................................................................................... | [17 empty] | 13,321.14 |  |  |  | 407.40 |  |  | 632.50 | 1,976.06 |  | 38541
(The actual rate should be : $133,211.40 for Item 38541A)
38542 | 15 - 20 kW............................................................................................................................................................................... | [17 empty] | 14,286.09 |  |  |  | 437.28 |  |  | 693.64 | 2,249.40 |  | 38542
(The actual rate should be : $142,860.90 for Item 38542A)
Flush water pump c/w motor, strainer, drain and vent, starters and local control panel : -
Each
38543 | Up to 2.5 kW........................................................................................................................................................................... | [17 empty] | 25,628.40 |  |  |  | 93.50 |  |  | 126.17 | 686.05 |  | 38543
38544 | 2.5 - 5 kW................................................................................................................................................................................ | [17 empty] | 26,848.80 |  |  |  | 96.61 |  |  | 129.38 | 728.68 |  | 38544
38545 | 5 - 10 kW................................................................................................................................................................................. | [17 empty] | 48,229.99 |  |  |  | 101.27 |  |  | 134.19 | 792.62 |  | 38545
38546 | 10 - 15 kW............................................................................................................................................................................... | [17 empty] | 56,072.88 |  |  |  | 107.49 |  |  | 140.61 | 877.88 |  | 38546
38547 | 15 - 20 kW............................................................................................................................................................................... | [17 empty] | 63,595.77 |  |  |  | 113.78 |  |  | 146.44 | 1,022.96 |  | 38547
Centrifugal hot water pump, horizontal split casing type, c/w motor, starters and local
control panel : -
Each
38548 | Up to 2.5 kW........................................................................................................................................................................... | [17 empty] | 51,415.00 |  |  |  | 93.50 |  |  | 126.17 | 686.05 |  | 38548
38549 | 2.5 - 5 kW................................................................................................................................................................................ | [17 empty] | 52,545.00 |  |  |  | 96.61 |  |  | 129.38 | 728.68 |  | 38549
38550 | 5 - 10 kW................................................................................................................................................................................. | [17 empty] | 87,001.61 |  |  |  | 101.27 |  |  | 134.19 | 792.62 |  | 38550
38551 | 10 - 15 kW............................................................................................................................................................................... | [17 empty] | 10,120.20 |  |  |  | 107.49 |  |  | 140.61 | 877.88 |  | 38551
(The actual rate should be : $101,202.00 for Item 38551A)
38552 | 15 - 20 kW............................................................................................................................................................................... | [17 empty] | 11,502.88 |  |  |  | 113.78 |  |  | 146.44 | 1,022.96 |  | 38552
(The actual rate should be : $115,028.80 for Item 38552A)
38/46
38 | HEATING, VENTILATION AND AIR-CONDITIONING - EQUIPMENT | [17 empty] | 38
Item | Item
PUMP & ACCESSORIES (CONT'D)
Take | [24 empty] | Take
Supply | [22 empty] | down |  | down |  | Fix
Submersible type sewage pump (max. 10m discharge head) up to 5m water depth, | [17 empty] | and |  |  |  |  | and |  | and set |  | only
handling sewage containing solid particles up to 50 mm diameter, non-cocking, c/w | [17 empty] | fix |  |  |  |  | clear |  | aside for
electric motor, guide pole, starters and local control panel : - | [14 empty] | away | [9 empty] | re-use
A | [22 empty] | B |  | C |  | D
Each |  |  | $ | [19 empty] | $ |  | $ |  | $
38553 | Up to 1 kW.............................................................................................................................................................................. | [17 empty] | 12,760.94 |  |  |  | 120.29 |  |  | 160.76 | 682.45 |  | 38553
38554 | 1 - 2 kW................................................................................................................................................................................... | [17 empty] | 14,931.32 |  |  |  | 120.29 |  |  | 160.76 | 682.45 |  | 38554
38555 | 2 - 3 kW................................................................................................................................................................................... | [17 empty] | 19,859.35 |  |  |  | 120.29 |  |  | 160.76 | 682.45 |  | 38555
38556 | 3 - 4 kW................................................................................................................................................................................... | [17 empty] | 19,989.83 |  |  |  | 120.29 |  |  | 160.76 | 682.45 |  | 38556
38557 | 4 - 5 kW................................................................................................................................................................................... | [17 empty] | 32,246.57 |  |  |  | 120.29 |  |  | 160.76 | 682.45 |  | 38557
Sewage transfer pump sets (max. 10m discharge head); handling sewage containing
solid particles up to 50 mm diameter; direct driven by motors; water seal connection;
vents; drain; priming plug; associated pipeworks and associated pipeworks and
anti-vibration mountings; adjacent emergency stops; all necessary components and
accessories : -
Each
38558 | Up to 1 kW.............................................................................................................................................................................. | [17 empty] | 29,608.64 |  |  |  | 120.29 |  |  | 160.76 | 682.45 |  | 38558
38559 | 1 - 2 kW................................................................................................................................................................................... | [17 empty] | 31,140.77 |  |  |  | 120.29 |  |  | 160.76 | 682.45 |  | 38559
38560 | 2 - 3 kW................................................................................................................................................................................... | [17 empty] | 39,178.35 |  |  |  | 120.29 |  |  | 160.76 | 682.45 |  | 38560
38561 | 3 - 4 kW................................................................................................................................................................................... | [17 empty] | 40,759.07 |  |  |  | 120.29 |  |  | 160.76 | 682.45 |  | 38561
38562 | 4 - 5 kW................................................................................................................................................................................... | [17 empty] | 40,893.20 |  |  |  | 120.29 |  |  | 160.76 | 682.45 |  | 38562
38/47
38 | HEATING, VENTILATION AND AIR-CONDITIONING - EQUIPMENT | [17 empty] | 38
Item | Item
PUMP & ACCESSORIES (CONT'D)
Take | [24 empty] | Take
Supply | [22 empty] | down |  | down |  | Fix
Sump pump, vertical centrifugal type, c/w submersible electric motor, pump control | [17 empty] | and |  |  |  |  | and |  | and set |  | only
& H/L alarm, guide bars, cable supports & lifting chains, factory built-in | [16 empty] | fix | [5 empty] | clear |  | aside for
suspension devices and discharge elbow for wet sump installation and cast iron/ steel | [17 empty] | away | [6 empty] | re-use
base for dry sump installation, starter and local control panel : -
A | [22 empty] | B |  | C |  | D
Each |  |  | $ | [19 empty] | $ |  | $ |  | $
38563 | Up to 2.5 kW........................................................................................................................................................................... | [17 empty] | 30,510.00 |  |  |  | 93.50 |  |  | 126.17 | 686.05 |  | 38563
38564 | 2.5 - 5 kW................................................................................................................................................................................ | [17 empty] | 31,120.20 |  |  |  | 96.61 |  |  | 129.38 | 728.68 |  | 38564
38565 | 5 - 10 kW................................................................................................................................................................................. | [17 empty] | 39,161.38 |  |  |  | 101.27 |  |  | 134.19 | 792.62 |  | 38565
38566 | 10 - 15 kW............................................................................................................................................................................... | [17 empty] | 43,418.43 |  |  |  | 107.49 |  |  | 140.61 | 877.88 |  | 38566
38567 | 15 - 20 kW............................................................................................................................................................................... | [17 empty] | 57,724.80 |  |  |  | 113.78 |  |  | 146.44 | 1,022.96 |  | 38567
38568 | 20 - 30 kW............................................................................................................................................................................... | [17 empty] | 76,197.64 |  |  |  | 120.16 |  |  | 153.33 | 1,122.53 |  | 38568
End suction pump for portable application, centrifugal type, multi-stage
configuration (if required), c/w anti-vibration mounting, flexible joints, drain, vent,
motor, starter and local control panel and local wiring : -
Each
38569 | Up to 2.5 kW........................................................................................................................................................................... | [17 empty] | 21,026.05 |  |  |  | 93.50 |  |  | 126.17 | 686.05 |  | 38569
38570 | 2.5 - 5 kW................................................................................................................................................................................ | [17 empty] | 34,628.68 |  |  |  | 96.61 |  |  | 129.38 | 728.68 |  | 38570
38571 | 5 - 10 kW................................................................................................................................................................................. | [17 empty] | 38,760.62 |  |  |  | 101.27 |  |  | 134.19 | 792.62 |  | 38571
38572 | 10 - 15 kW............................................................................................................................................................................... | [17 empty] | 41,557.88 |  |  |  | 107.49 |  |  | 140.61 | 877.88 |  | 38572
38573 | 15 - 20 kW............................................................................................................................................................................... | [17 empty] | 45,255.43 |  |  |  | 113.78 |  |  | 146.44 | 1,022.96 |  | 38573
38574 | 20 - 30 kW............................................................................................................................................................................... | [17 empty] | 52,650.53 |  |  |  | 120.16 |  |  | 153.33 | 1,122.53 |  | 38574
38/48
38 | HEATING, VENTILATION AND AIR-CONDITIONING - EQUIPMENT | [17 empty] | 38
Item | Item
PUMP & ACCESSORIES (CONT'D)
Take | [24 empty] | Take
Supply | [22 empty] | down |  | down |  | Fix
End suction pump for non-portable application, multi-stage configuration (if | [16 empty] | and | [5 empty] | and |  | and set |  | only
required), c/w anti-vibration mounting, flexible joints , drain, vent, motor, starter | [16 empty] | fix | [5 empty] | clear |  | aside for
and local control panel and local wiring : - | [9 empty] | away | [14 empty] | re-use
A | [22 empty] | B |  | C |  | D
Each |  |  | $ | [19 empty] | $ |  | $ |  | $
38575 | Up to 2.5 kW........................................................................................................................................................................... | [17 empty] | 20,905.00 |  |  |  | 93.50 |  |  | 126.17 | 686.05 |  | 38575
38576 | 2.5 - 5 kW................................................................................................................................................................................ | [17 empty] | 33,088.04 |  |  |  | 96.61 |  |  | 129.38 | 728.68 |  | 38576
38577 | 5 - 10 kW................................................................................................................................................................................. | [17 empty] | 36,094.14 |  |  |  | 101.27 |  |  | 134.19 | 792.62 |  | 38577
38578 | 10 - 15 kW............................................................................................................................................................................... | [17 empty] | 39,319.49 |  |  |  | 107.49 |  |  | 140.61 | 877.88 |  | 38578
38579 | 15 - 20 kW............................................................................................................................................................................... | [17 empty] | 42,252.54 |  |  |  | 113.78 |  |  | 146.44 | 1,022.96 |  | 38579
38580 | 20 - 30 kW............................................................................................................................................................................... | [17 empty] | 48,118.60 |  |  |  | 120.16 |  |  | 153.33 | 1,122.53 |  | 38580
Cooling tower c/w induced or forced draught fans, glass reinforced plastics (GRP)
casing, open distribution pans or troughs fitted with coarse mesh grids, filled sheets
with film-type vacuum-formed PVC c/w louvres and drift eliminators, metal parts
with stainless steel to SS316 or the better equivalent, inlet/ outlet water gate valve,
drain, strainer, starter panel and local control panel, plus all related necessary
accessories with nominal heat rejection capacity : -
Each
38581 | 22 - 45 kW............................................................................................................................................................................... | [17 empty] | 10,030.64 |  |  |  | 331.67 |  |  | 432.03 | 1,012.83 |  | 38581
38582 | 45 - 69 kW............................................................................................................................................................................... | [17 empty] | 10,849.04 |  |  |  | 378.62 |  |  | 477.84 | 1,134.47 |  | 38582
38583 | 69 - 100 kW............................................................................................................................................................................. | [17 empty] | 12,781.02 |  |  |  | 424.83 |  |  | 524.14 | 1,232.93 |  | 38583
38584 | 100 - 150 kW........................................................................................................................................................................... | [17 empty] | 15,475.51 |  |  |  | 472.95 |  |  | 573.01 | 1,377.79 |  | 38584
38585 | 150 - 200 kW........................................................................................................................................................................... | [17 empty] | 19,090.33 |  |  |  | 519.96 |  |  | 620.37 | 1,493.98 |  | 38585
38586 | 200 - 300 kW........................................................................................................................................................................... | [17 empty] | 24,385.62 |  |  |  | 571.56 |  |  | 672.75 | 1,615.67 |  | 38586
38587 | 300 - 350 kW........................................................................................................................................................................... | [17 empty] | 34,175.19 |  |  |  | 619.62 |  |  | 722.05 | 1,716.98 |  | 38587
38588 | 350 - 450 kW........................................................................................................................................................................... | [17 empty] | 39,354.97 |  |  |  | 666.19 |  |  | 768.76 | 1,850.59 |  | 38588
Condensate drain sump pump : -
Each
38589 | Condensate drain sump pump c/w electrical connection....................................................................................................... | [17 empty] | 2,211.20 |  |  |  | 65.45 |  |  | 82.68 | 343.60 |  | 38589
38/49
38 | HEATING, VENTILATION AND AIR-CONDITIONING - EQUIPMENT | [17 empty] | 38
Item | Item
FANS & VENTILATION SYSTEM | [9 empty] | Take | [14 empty] | Take
Supply | [22 empty] | down |  | down |  | Fix
and | [22 empty] | and |  | and set |  | only
Dark room cowl : - |  |  |  |  | fix | [17 empty] | clear |  | aside for
away | [24 empty] | re-use
A | [22 empty] | B |  | C |  | D
Each |  |  | $ | [19 empty] | $ |  | $ |  | $
38590 | Dark room cowl for 230 mm diameter................................................................................................................................... | [17 empty] | 1,422.58 |  |  |  | 16.27 |  |  | 21.64 | 46.75 |  | 38590
S.S. vent washer system c/w pump, exhaust blower, exhaust air duct, inspection door : -
Each
38591 | 2 m x 1.53 m x 0.683 m.......................................................................................................................................................... | [17 empty] | 73,242.50 |  |  |  | 420.42 |  |  | 530.70 | 1,808.59 |  | 38591
Fan chamber c/w access panels for fans of diameter : -
Each
38592 | Up to 300 mm.......................................................................................................................................................................... | [17 empty] | 2,001.50 |  |  |  | 13.40 |  |  | 17.84 | 35.16 |  | 38592
38593 | 300 - 380 mm.......................................................................................................................................................................... | [17 empty] | 2,411.93 |  |  |  | 13.89 |  |  | 18.94 | 38.51 |  | 38593
38594 | 380 - 500 mm.......................................................................................................................................................................... | [17 empty] | 2,803.57 |  |  |  | 14.50 |  |  | 20.05 | 41.83 |  | 38594
38595 | 500 - 610 mm.......................................................................................................................................................................... | [17 empty] | 3,837.36 |  |  |  | 15.00 |  |  | 21.15 | 45.15 |  | 38595
38596 | 610 - 800 mm.......................................................................................................................................................................... | [17 empty] | 5,025.40 |  |  |  | 15.49 |  |  | 24.89 | 48.49 |  | 38596
Acoustic fan chamber c/w access panels for fans of diameter : -
Each
38597 | Up to 300 mm.......................................................................................................................................................................... | [17 empty] | 3,194.72 |  |  |  | 18.97 |  |  | 23.55 | 52.39 |  | 38597
38598 | 300 - 380 mm.......................................................................................................................................................................... | [17 empty] | 3,956.18 |  |  |  | 19.58 |  |  | 24.67 | 55.85 |  | 38598
38599 | 380 - 500 mm.......................................................................................................................................................................... | [17 empty] | 4,923.68 |  |  |  | 20.09 |  |  | 25.76 | 59.20 |  | 38599
38600 | 500 - 610 mm.......................................................................................................................................................................... | [17 empty] | 6,210.26 |  |  |  | 20.62 |  |  | 26.79 | 62.56 |  | 38600
38601 | 610 - 800 mm.......................................................................................................................................................................... | [17 empty] | 7,723.95 |  |  |  | 21.23 |  |  | 30.65 | 65.91 |  | 38601
38/50
38 | HEATING, VENTILATION AND AIR-CONDITIONING - EQUIPMENT | [17 empty] | 38
Item | Item
FANS & VENTILATION SYSTEM (CONT'D)
Take | [24 empty] | Take
Supply | [22 empty] | down |  | down |  | Fix
Axial-flow fan, aerofoil type c/w local control panel | [12 empty] | and | [9 empty] | and |  | and set |  | only
fix | [22 empty] | clear |  | aside for
Motor speed up to 1000 r.p.m., fan diameter : - | [11 empty] | away | [12 empty] | re-use
A | [22 empty] | B |  | C |  | D
Each |  |  | $ | [19 empty] | $ |  | $ |  | $
38602 | Up to 300 mm.......................................................................................................................................................................... | [17 empty] | 3,876.24 |  |  |  | 36.80 |  |  | 46.51 | 140.89 |  | 38602
38603 | 300 - 380 mm.......................................................................................................................................................................... | [17 empty] | 4,350.35 |  |  |  | 39.91 |  |  | 49.61 | 152.66 |  | 38603
38604 | 380 - 500 mm.......................................................................................................................................................................... | [17 empty] | 5,780.04 |  |  |  | 43.01 |  |  | 52.72 | 164.41 |  | 38604
38605 | 500 - 610 mm.......................................................................................................................................................................... | [17 empty] | 6,707.85 |  |  |  | 46.01 |  |  | 55.82 | 176.07 |  | 38605
38606 | 610 - 800 mm......................................................................................................................................................................... | [17 empty] | 9,072.19 |  |  |  | 49.11 |  |  | 58.92 | 187.83 |  | 38606
Motor speed up to 1500 r.p.m., fan diameter : -
Each
38607 | Up to 300 mm.......................................................................................................................................................................... | [17 empty] | 4,043.71 |  |  |  | 36.80 |  |  | 46.51 | 140.89 |  | 38607
38608 | 300 - 380 mm.......................................................................................................................................................................... | [17 empty] | 5,517.59 |  |  |  | 39.91 |  |  | 49.61 | 152.66 |  | 38608
38609 | 380 - 500 mm.......................................................................................................................................................................... | [17 empty] | 6,148.66 |  |  |  | 43.01 |  |  | 52.72 | 164.41 |  | 38609
38610 | 500 - 610 mm.......................................................................................................................................................................... | [17 empty] | 7,096.92 |  |  |  | 46.01 |  |  | 55.82 | 176.07 |  | 38610
38611 | 610 - 800 mm......................................................................................................................................................................... | [17 empty] | 9,385.25 |  |  |  | 49.11 |  |  | 58.92 | 187.83 |  | 38611
Air conducting fan, c/w fan mounting plate, remote controller and all necessary accessories.
Nominal supply air rate at medium speed : -
Each
38612 | Up to 0.375 m³/ s..................................................................................................................................................................... | [17 empty] | 5,087.74 |  |  |  | 190.71 |  |  | 266.98 | 411.91 |  | 38612
38613 | 0.375 - 0.583 m³/ s.................................................................................................................................................................. | [17 empty] | 7,139.24 |  |  |  | 228.84 |  |  | 343.26 | 495.81 |  | 38613
Air swing fan, c/w fan mounting plate, remote controller and all necessary accessories.
Nominal supply air rate at medium speed : -
Each
38614 | Up to 0.0583 m³/ s................................................................................................................................................................... | [17 empty] | 5,908.35 |  |  |  | 190.71 |  |  | 266.98 | 457.67 |  | 38614
38615 | 0.0583 - 0.1041 m³/ s.............................................................................................................................................................. | [17 empty] | 6,646.89 |  |  |  | 228.84 |  |  | 343.26 | 549.21 |  | 38615
38/51
38 | HEATING, VENTILATION AND AIR-CONDITIONING - EQUIPMENT | [17 empty] | 38
Item | Item
FANS & VENTILATION SYSTEM (CONT'D) | [14 empty] | Take | [9 empty] | Take
Supply | [22 empty] | down |  | down |  | Fix
and | [22 empty] | and |  | and set |  | only
Bifurcated fan : - |  |  |  |  | fix | [17 empty] | clear |  | aside for
away | [24 empty] | re-use
A | [22 empty] | B |  | C |  | D
Each |  |  | $ | [19 empty] | $ |  | $ |  | $
Bifurcated fan type, minimum air volume flow rate at 820 1/ s and static pressure at
38616 | 20 Pa....................................................................................................................................................................................... | [17 empty] | 5,043.08 |  |  |  | 42.28 |  |  | 51.30 | 161.78 |  | 38616
Centrifugal fan, backward/ forward bladed type c/w motor, drive belt and pulley,
casing, access panel, metal enclosure, air plenum, starters and local control panel.
Fan diameter : -
Each
38617 | Up to 300 mm.......................................................................................................................................................................... | [17 empty] | 4,600.25 |  |  |  | 61.96 |  |  | 94.14 | 276.74 |  | 38617
38618 | 300 - 380 mm.......................................................................................................................................................................... | [17 empty] | 6,405.77 |  |  |  | 70.45 |  |  | 98.26 | 300.18 |  | 38618
38619 | 380 - 500 mm ......................................................................................................................................................................... | [17 empty] | 9,560.21 |  |  |  | 75.28 |  |  | 108.58 | 316.20 |  | 38619
38620 | 500 - 610 mm ......................................................................................................................................................................... | [17 empty] | 14,792.74 |  |  |  | 83.57 |  |  | 114.52 | 329.91 |  | 38620
38621 | 610 - 800 mm.......................................................................................................................................................................... | [17 empty] | 24,477.27 |  |  |  | 93.11 |  |  | 120.59 | 343.60 |  | 38621
Roof extraction fan c/w motor, centrifugal/ mixed flow blower, casing, cowl, base,
back -draught damper, bird entry preventer guard, control switch and starter.
Motor speed up to 900 r.p.m. (50-100 Pa), flow rate : -
Each
38622 | Up to 0.5 m³/ s......................................................................................................................................................................... | [17 empty] | 3,648.70 |  |  |  | 68.09 |  |  | 100.88 | 288.86 |  | 38622
38623 | 0.5 - 1 m³/ s.............................................................................................................................................................................. | [17 empty] | 4,344.79 |  |  |  | 77.01 |  |  | 105.20 | 314.20 |  | 38623
38624 | 1 - 1.5 m³/ s.............................................................................................................................................................................. | [17 empty] | 4,731.39 |  |  |  | 81.90 |  |  | 115.50 | 330.38 |  | 38624
Motor speed up to 1400 r.p.m. (75-125 Pa), flow rate : -
Each
38625 | Up to 1 m³/ s............................................................................................................................................................................ | [17 empty] | 4,719.50 |  |  |  | 77.01 |  |  | 105.20 | 314.20 |  | 38625
38626 | 1 - 1.5 m³/ s.............................................................................................................................................................................. | [17 empty] | 6,057.99 |  |  |  | 81.90 |  |  | 115.50 | 330.38 |  | 38626
38627 | 1.5 - 2 m³/ s.............................................................................................................................................................................. | [17 empty] | 9,325.64 |  |  |  | 91.41 |  |  | 122.77 | 347.08 |  | 38627
38628 | 2 - 4 m³/ s................................................................................................................................................................................. | [17 empty] | 14,007.88 |  |  |  | 104.46 |  |  | 136.73 | 375.99 |  | 38628
38/52
38 | HEATING, VENTILATION AND AIR-CONDITIONING - EQUIPMENT | [17 empty] | 38
Item | Item
FANS & VENTILATION SYSTEM (CONT'D) | [14 empty] | Take | [9 empty] | Take
Supply | [22 empty] | down |  | down |  | Fix
and | [22 empty] | and |  | and set |  | only
In line mixed flow fan c/w stator vanes, motors, drivers, guards, casing, starters | [16 empty] | fix | [5 empty] | clear |  | aside for
and local control panel of fan diameter : - | [9 empty] | away | [14 empty] | re-use
A | [22 empty] | B |  | C |  | D
Each |  |  | $ | [19 empty] | $ |  | $ |  | $
38629 | Up to 200 mm diameter 900 r.p.m.......................................................................................................................................... | [17 empty] | 4,075.63 |  |  |  | 41.37 |  |  | 53.32 | 179.11 |  | 38629
38630 | 200 - 300 mm diameter 900 r.p.m.......................................................................................................................................... | [17 empty] | 6,922.58 |  |  |  | 43.18 |  |  | 56.38 | 183.51 |  | 38630
38631 | 300 - 450 mm diameter 900 r.p.m.......................................................................................................................................... | [17 empty] | 8,339.21 |  |  |  | 44.99 |  |  | 59.42 | 189.26 |  | 38631
38632 | Up to 200 mm diameter 1400 r.p.m........................................................................................................................................ | [17 empty] | 4,300.93 |  |  |  | 41.37 |  |  | 53.32 | 179.11 |  | 38632
38633 | 200 - 300 mm diameter 1400 r.p.m........................................................................................................................................ | [17 empty] | 7,399.52 |  |  |  | 43.18 |  |  | 56.38 | 183.51 |  | 38633
38634 | 300 - 450 mm diameter 1400 r.p.m........................................................................................................................................ | [17 empty] | 9,059.63 |  |  |  | 44.99 |  |  | 59.42 | 189.26 |  | 38634
Propeller fan c/w galvanized iron casing with acoustic lining. Air flow rate based on static
pressure 50 Pa : -
Each
38635 | Up to 0.3 m³/ s......................................................................................................................................................................... | [17 empty] | 3,452.62 |  |  |  | 64.28 |  |  | 97.84 | 287.23 |  | 38635
38636 | 0.3 - 0.6 m³/ s........................................................................................................................................................................... | [17 empty] | 3,605.02 |  |  |  | 73.20 |  |  | 102.12 | 311.96 |  | 38636
38637 | 0.6 - 0.8 m³/ s........................................................................................................................................................................... | [17 empty] | 3,990.51 |  |  |  | 78.25 |  |  | 112.85 | 328.64 |  | 38637
38638 | 0.8 - 1.0 m³/ s........................................................................................................................................................................... | [17 empty] | 4,142.67 |  |  |  | 86.86 |  |  | 119.02 | 342.87 |  | 38638
38639 | 1.0 - 1.2 m³/ s........................................................................................................................................................................... | [17 empty] | 4,677.84 |  |  |  | 96.77 |  |  | 125.32 | 357.08 |  | 38639
38640 | 1.2 - 1.8 m³/ s........................................................................................................................................................................... | [17 empty] | 6,283.33 |  |  |  | 126.48 |  |  | 144.24 | 399.71 |  | 38640
38641 | 1.8 - 2.4 m³/ s........................................................................................................................................................................... | [17 empty] | 7,888.84 |  |  |  | 156.20 |  |  | 163.17 | 442.34 |  | 38641
38642 | 2.4 - 2.6 m³/ s........................................................................................................................................................................... | [17 empty] | 8,424.00 |  |  |  | 166.10 |  |  | 169.47 | 456.55 |  | 38642
38643 | 2.6 - 3.2 m³/ s........................................................................................................................................................................... | [17 empty] | 10,029.51 |  |  |  | 188.39 |  |  | 195.82 | 499.18 |  | 38643
38644 | 3.2 - 3.8 m³/ s........................................................................................................................................................................... | [17 empty] | 11,635.00 |  |  |  | 207.31 |  |  | 225.55 | 541.81 |  | 38644
38645 | 3.8 - 4.4 m³/ s........................................................................................................................................................................... | [17 empty] | 13,240.50 |  |  |  | 226.23 |  |  | 255.27 | 584.46 |  | 38645
38646 | 4.4 - 5.0 m³/ s........................................................................................................................................................................... | [17 empty] | 14,846.00 |  |  |  | 245.18 |  |  | 284.97 | 627.10 |  | 38646
38647 | 5.0 - 5.6 m³/ s........................................................................................................................................................................... | [17 empty] | 16,451.50 |  |  |  | 264.07 |  |  | 314.70 | 669.74 |  | 38647
38648 | 5.6 - 6.2 m³/ s........................................................................................................................................................................... | [17 empty] | 18,057.01 |  |  |  | 282.99 |  |  | 344.41 | 712.38 |  | 38648
38649 | 6.2 - 6.8 m³/ s........................................................................................................................................................................... | [17 empty] | 19,662.50 |  |  |  | 301.91 |  |  | 374.12 | 755.03 |  | 38649
38650 | 6.8 - 7.0 m³/ s........................................................................................................................................................................... | [17 empty] | 20,197.66 |  |  |  | 308.23 |  |  | 384.03 | 769.25 |  | 38650
38/53
38 | HEATING, VENTILATION AND AIR-CONDITIONING - EQUIPMENT | [17 empty] | 38
Item | Item
FANS & VENTILATION SYSTEM (CONT'D) | [14 empty] | Take | [9 empty] | Take
Supply | [22 empty] | down |  | down |  | Fix
and | [22 empty] | and |  | and set |  | only
Direct-drive inline duct fan c/w acoustic casing and local control panel, fan diameter : - | [17 empty] | fix |  |  |  |  | clear |  | aside for
away | [24 empty] | re-use
A | [22 empty] | B |  | C |  | D
Each |  |  | $ | [19 empty] | $ |  | $ |  | $
38651 | Up to 100 mm.......................................................................................................................................................................... | [17 empty] | 2,078.72 |  |  |  | 136.56 |  |  | 169.71 | 388.32 |  | 38651
38652 | 100 - 200 mm.......................................................................................................................................................................... | [17 empty] | 5,817.24 |  |  |  | 157.65 |  |  | 191.02 | 415.09 |  | 38652
38653 | 200 - 250 mm.......................................................................................................................................................................... | [17 empty] | 8,515.62 |  |  |  | 168.08 |  |  | 201.56 | 428.46 |  | 38653
38654 | 250 - 280 mm ......................................................................................................................................................................... | [17 empty] | 10,515.02 |  |  |  | 178.60 |  |  | 212.22 | 441.87 |  | 38654
38655 | 280 - 315 mm.......................................................................................................................................................................... | [17 empty] | 11,780.48 |  |  |  | 189.14 |  |  | 222.75 | 468.61 |  | 38655
38656 | 315 - 400 mm.......................................................................................................................................................................... | [17 empty] | 17,087.67 |  |  |  | 199.66 |  |  | 233.42 | 482.00 |  | 38656
PVC direct-drive inline duct fan c/w acoustic casing and local control panel,
fan diameter : -
Each
38657 | 200 mm.................................................................................................................................................................................... | [17 empty] | 13,663.05 |  |  |  | 157.65 |  |  | 191.02 | 415.09 |  | 38657
Flameproof in-line fan : -
Each
38658 | Flameproof in-line fan, 880 r.p.m., fan diameter up to 330 mm............................................................................................ | [17 empty] | 8,661.88 |  |  |  | 197.46 |  |  | 230.84 | 476.67 |  | 38658
Exhaust fan c/w automatic motorized weather-proof louvre, propeller type, fan diameter : -
Each
38659 | 150 mm ................................................................................................................................................................................... | [17 empty] | 1,366.11 |  |  |  | 21.25 |  |  | 26.63 | 42.57 |  | 38659
38660 | 230 mm ................................................................................................................................................................................... | [17 empty] | 2,079.25 |  |  |  | 23.41 |  |  | 28.80 | 47.85 |  | 38660
38661 | 300 mm ................................................................................................................................................................................... | [17 empty] | 2,597.35 |  |  |  | 25.57 |  |  | 30.83 | 53.23 |  | 38661
Aluminium acoustic box c/w propeller fan : -
Each
38662 | Aluminium acoustic box c/w 250 mm diameter propeller fan of duty (0.17 m³/ s, 40 Pa) and air
grilles. Nominal size 450 x 450 x 700 mm............................................................................................................................. | [18 empty] | 3,584.22 |  |  |  | 177.41 |  |  | 213.82 | 471.11 |  | 38662
38/54
38 | HEATING, VENTILATION AND AIR-CONDITIONING - EQUIPMENT | [17 empty] | 38
Item | Item
FANS & VENTILATION SYSTEM (CONT'D) | [14 empty] | Take | [9 empty] | Take
Supply | [22 empty] | down |  | down |  | Fix
and | [22 empty] | and |  | and set |  | only
Blower fan, in-line silent centrifugal type, impeller diameter : - | [14 empty] | fix | [7 empty] | clear |  | aside for
away | [24 empty] | re-use
A | [22 empty] | B |  | C |  | D
Each |  |  | $ | [19 empty] | $ |  | $ |  | $
38663 | Up to 100 mm ......................................................................................................................................................................... | [17 empty] | 997.61 |  |  |  | 41.37 |  |  | 53.32 | 179.11 |  | 38663
38664 | 100 - 200 mm ......................................................................................................................................................................... | [17 empty] | 1,995.21 |  |  |  | 43.18 |  |  | 56.38 | 183.51 |  | 38664
38665 | 200 - 300 mm ......................................................................................................................................................................... | [17 empty] | 2,992.82 |  |  |  | 44.99 |  |  | 59.42 | 189.26 |  | 38665
Motor starter c/w push buttons, relays, circuit protective device : -
Each
38666 | Up to 2.2 kW rating................................................................................................................................................................. | [17 empty] | 447.19 |  |  |  | 8.59 |  |  | 11.57 | 43.64 |  | 38666
38667 | 2.2 - 5.5 kW rating.................................................................................................................................................................. | [17 empty] | 474.97 |  |  |  | 9.77 |  |  | 14.36 | 49.11 |  | 38667
38668 | 5.5 - 11 kW rating................................................................................................................................................................... | [17 empty] | 2,357.14 |  |  |  | 11.48 |  |  | 17.27 | 54.59 |  | 38668
38669 | 11 - 15 kW rating.................................................................................................................................................................... | [17 empty] | 3,672.04 |  |  |  | 14.28 |  |  | 20.15 | 63.25 |  | 38669
Contactor : -
Each
38670 | 30 A SP & N........................................................................................................................................................................... | [17 empty] | 190.38 |  |  |  | 7.43 |  |  | 9.80 | 29.74 |  | 38670
38671 | 60 A SP & N........................................................................................................................................................................... | [17 empty] | 380.93 |  |  |  | 11.53 |  |  | 14.26 | 51.08 |  | 38671
38672 | 100 A SP & N......................................................................................................................................................................... | [17 empty] | 625.48 |  |  |  | 16.05 |  |  | 20.45 | 57.52 |  | 38672
38673 | 30 A TP & N........................................................................................................................................................................... | [17 empty] | 218.42 |  |  |  | 8.42 |  |  | 10.98 | 35.23 |  | 38673
38674 | 60 A TP & N........................................................................................................................................................................... | [17 empty] | 695.13 |  |  |  | 13.40 |  |  | 17.33 | 55.68 |  | 38674
38675 | 100 A TP & N......................................................................................................................................................................... | [17 empty] | 904.17 |  |  |  | 17.57 |  |  | 22.79 | 71.41 |  | 38675
Time switch c/w overriding switch : -
Each
38676 | 24-hour dial............................................................................................................................................................................. | [17 empty] | 513.20 |  |  |  | 4.83 |  |  | 7.26 | 18.13 |  | 38676
38677 | 7-day clock.............................................................................................................................................................................. | [17 empty] | 826.38 |  |  |  | 4.83 |  |  | 7.26 | 18.13 |  | 38677
38678 | with 3-minute delay................................................................................................................................................................. | [17 empty] | 370.50 |  |  |  | 4.83 |  |  | 7.26 | 18.13 |  | 38678
38/55
38 | HEATING, VENTILATION AND AIR-CONDITIONING - EQUIPMENT | [17 empty] | 38
Item | Item
FANS & VENTILATION SYSTEM (CONT'D) | [14 empty] | Take | [9 empty] | Take
Supply | [22 empty] | down |  | down |  | Fix
and | [22 empty] | and |  | and set |  | only
Soft motor starter : - |  |  |  |  | fix | [17 empty] | clear |  | aside for
away | [24 empty] | re-use
A | [22 empty] | B |  | C |  | D
Each |  |  | $ | [19 empty] | $ |  | $ |  | $
38679 | Up to 2.2 kW rating................................................................................................................................................................. | [17 empty] | 9,253.67 |  |  |  | 22.94 |  |  | 28.78 | 87.66 |  | 38679
38680 | 2.2 - 5.5 kW rating.................................................................................................................................................................. | [17 empty] | 10,791.93 |  |  |  | 28.81 |  |  | 34.76 | 98.65 |  | 38680
38681 | 5.5 - 12 kW rating................................................................................................................................................................... | [17 empty] | 11,898.40 |  |  |  | 34.33 |  |  | 40.29 | 109.62 |  | 38681
38682 | 12 - 22 kW rating.................................................................................................................................................................... | [17 empty] | 12,824.32 |  |  |  | 40.33 |  |  | 46.28 | 120.51 |  | 38682
38683 | 22 - 37 kW rating.................................................................................................................................................................... | [17 empty] | 17,318.84 |  |  |  | 45.86 |  |  | 51.90 | 131.49 |  | 38683
Grease filter type kitchen exhaust hood
Exhaust hood of 316 stainless steel sheet 1.2 mm thick with hair line finish c/w minimum
38 mm stainless steel angle iron frame and supports, 50 mm thick grease filters, filter
washing facilities, flushed fluorescent lighting with heat resistant wired glass diffusers
and accessories with height up to and including 1.2 m, with the hood bottom perimeter
to reference dimension.
Hood undersurface area of : -
Each
38684 | Up to 3 m²................................................................................................................................................................................ | [17 empty] | 20,789.30 |  |  |  | 249.52 |  |  | 395.94 | 1,322.80 |  | 38684
38685 | 3 - 4 m².................................................................................................................................................................................... | [17 empty] | 26,055.37 |  |  |  | 376.74 |  |  | 509.69 | 1,646.35 |  | 38685
38686 | 4 - 5 m².................................................................................................................................................................................... | [17 empty] | 31,652.61 |  |  |  | 462.32 |  |  | 607.44 | 1,867.17 |  | 38686
38687 | 5 - 6 m².................................................................................................................................................................................... | [17 empty] | 37,720.51 |  |  |  | 582.66 |  |  | 680.93 | 1,909.89 |  | 38687
Washable grease filter : -
Each
38688 | 500 x 500 x 50 mm thick........................................................................................................................................................ | [17 empty] | 508.16 |  |  |  | 5.18 |  |  | 8.20 | 16.00 |  | 38688
Cleaning tank : -
Each
38689 | Stainless steel cleaning tank................................................................................................................................................... | [17 empty] | 5,821.03 |  |  |  | 26.29 |  |  | 33.22 | 102.53 |  | 38689
Per litre
38690 | Cleaning detergent.................................................................................................................................................................. | [17 empty] | 71.38 |  |  |  | - |  |  | - | - |  | 38690
38/56
38 | HEATING, VENTILATION AND AIR-CONDITIONING - EQUIPMENT | [17 empty] | 38
Item | Item
FANS & VENTILATION SYSTEM (CONT'D)
Water scrubbing type exhaust hood of 316 stainless steel sheet 1.2 mm thick with hair line finish | [17 empty] | Take | [6 empty] | Take
c/w minimum 38 mm stainless steel angle iron frame and support, grease filters filter washing | [17 empty] | Supply |  |  |  |  | down |  | down |  | Fix
facilities, rotary baffles, inspection door, water recirculation system, control panel, flushed | [17 empty] | and |  |  |  |  | and |  | and set |  | only
fluorescent lighting with heat resistant wired glass diffusers and accessories (with height up to | [17 empty] | fix |  |  |  |  | clear |  | aside for
and including 1.2 m, with the hood bottom perimeter as reference dimension), jet spray nozzles. | [17 empty] | away | [6 empty] | re-use
Hood undersurface area of : -
A | [22 empty] | B |  | C |  | D
Each |  |  | $ | [19 empty] | $ |  | $ |  | $
38691 | Up to 4 m²................................................................................................................................................................................ | [17 empty] | 61,799.78 |  |  |  | 408.75 |  |  | 555.83 | 1,749.40 |  | 38691
38692 | 4 - 5 m².................................................................................................................................................................................... | [17 empty] | 11,766.19 |  |  |  | 505.21 |  |  | 658.89 | 1,983.30 |  | 38692
(The actual rate should be : $117,661.90 for Item 38692A)
38693 | 5 - 6 m².................................................................................................................................................................................... | [17 empty] | 12,759.06 |  |  |  | 637.15 |  |  | 783.26 | 2,193.47 |  | 38693
(The actual rate should be : $127,590.60 for Item 38693A)
38694 | Add to last item for each additional square metre or part thereof.......................................................................................... | [17 empty] | 10,106.77 |  |  |  | 114.20 |  |  | 124.38 | 222.04 |  | 38694
Vehicle exhaust hose and hose reel : -
Per set
38695 | Vehicle exhaust hose reel c/w nozzle, hose clip, 10 m exhaust hose of 50 mm diameter c/w
control panel and all necessary accessories ........................................................................................................................... | [18 empty] | 45,907.06 |  |  |  | 169.63 |  |  | 250.89 | 616.64 |  | 38695
38696 | 50 mm diameter. exhaust hose 10 m long.............................................................................................................................. | [17 empty] | 6,113.58 |  |  |  | 19.22 |  |  | 32.47 | 56.71 |  | 38696
Sundries : -
Each
38697 | Acoustic enclosure for housing centrifugal fan...................................................................................................................... | [17 empty] | 3,327.00 |  |  |  | 63.60 |  |  | 80.24 | 191.68 |  | 38697
38698 | Silencer of 304 stainless steel construction c/w corrosion resistant flanges 300 mm (diameter)
x 1200 mm (long) ................................................................................................................................................................... | [18 empty] | 5,902.68 |  |  |  | 18.52 |  |  | 33.61 | 99.24 |  | 38698
Acoustic louver
Per cubic metre
38699 | Acoustic insulation silencer, stainless steel 316 c/w corrosion resistant............................................................................... | [17 empty] | 1,050.67 |  |  |  | 13.89 |  |  | 20.45 | 46.53 |  | 38699
Acoustic enclosure for heat pump : -
Each
38700 | 50 - 100 kW............................................................................................................................................................................. | [17 empty] | 48,929.55 |  |  |  | 265.22 |  |  | 437.85 | 1,482.33 |  | 38700
38701 | 100 - 150 kW........................................................................................................................................................................... | [17 empty] | 67,299.78 |  |  |  | 317.85 |  |  | 539.83 | 1,614.21 |  | 38701
38702 | 150 - 200 kW........................................................................................................................................................................... | [17 empty] | 83,236.78 |  |  |  | 376.74 |  |  | 738.04 | 1,956.98 |  | 38702
38703 | 200 - 300 kW........................................................................................................................................................................... | [17 empty] | 98,222.16 |  |  |  | 454.15 |  |  | 848.63 | 2,056.00 |  | 38703
38/57
38 | HEATING, VENTILATION AND AIR-CONDITIONING - EQUIPMENT | [17 empty] | 38
Item | Item
FANS & VENTILATION SYSTEM (CONT'D) | [14 empty] | Take | [9 empty] | Take
Supply | [22 empty] | down |  | down |  | Fix
and | [22 empty] | and |  | and set |  | only
High pressure cleansing unit : - | [9 empty] | fix | [12 empty] | clear |  | aside for
away | [24 empty] | re-use
A | [22 empty] | B |  | C |  | D
Per set |  |  | $ | [19 empty] | $ |  | $ |  | $
38704 | Wall mounted unit flow rate 15.7 l/ min at 175 bar pressure................................................................................................ | [17 empty] | 22,513.24 |  |  |  | 93.65 |  |  | 113.27 | 301.42 |  | 38704
Full package 2 pump unit at 400 kPa working pressure : -
Per set
38705 | Up to 0.5 kW........................................................................................................................................................................... | [17 empty] | 5,654.00 |  |  |  | 51.68 |  |  | 73.03 | 241.52 |  | 38705
38706 | 0.5 - 2 kW................................................................................................................................................................................ | [17 empty] | 11,122.95 |  |  |  | 68.68 |  |  | 81.22 | 274.42 |  | 38706
38707 | 2 - 5 kW................................................................................................................................................................................... | [17 empty] | 20,544.40 |  |  |  | 74.62 |  |  | 86.04 | 285.42 |  | 38707
Water scrubber/ multi-throat venture scrubber c/w packings, FRP centrifugal fan,
mist eliminator, pipework, nozzle, sump, 3 nos. recycling pump c/w pump motor,
flow sensor, flow switch, air release valve, chemical metering pump, ORP and pH
analyzer transmitter, chemical tank, fully enclosed acoustic panel chamber, local
control panel for design flow rate of : -
Per set
38708 | 4.4 - 5.5 m³/ s........................................................................................................................................................................... | [17 empty] | 33,596.24 |  |  |  | 1,998.32 |  |  | 2,793.62 | 8,614.54 |  | 38708
(The actual rate should be : $335,962.40 for Item 38708A)
38709 | 5.5 - 8 m³/ s.............................................................................................................................................................................. | [17 empty] | 52,338.59 |  |  |  | 2,419.99 |  |  | 3,285.93 | 9,710.13 |  | 38709
(The actual rate should be : $523,385.90 for Item 38709A)
38710 | 8 - 11.5 m³/ s............................................................................................................................................................................ | [17 empty] | 78,577.90 |  |  |  | 3,010.33 |  |  | 3,975.16 | 11,243.96 |  | 38710
(The actual rate should be : $785,779.00 for Item 38710A)
38711 | 11.5 - 14.5 m³/ s...................................................................................................................................................................... | [17 empty] | 97,518.04 |  |  |  | 3,541.74 |  |  | 4,712.80 | 12,633.06 |  | 38711
(The actual rate should be : $975,180.40 for Item 38711A)
Silencer of PVC/ PP construction c/w corrosion resistant flanges : -
Each
38712 | Up to 0.5 m³/ s......................................................................................................................................................................... | [17 empty] | 6,112.02 |  |  |  | 22.30 |  |  | 35.61 | 121.68 |  | 38712
38713 | 0.5 - 1 m³/ s.............................................................................................................................................................................. | [17 empty] | 9,986.08 |  |  |  | 30.21 |  |  | 44.34 | 148.84 |  | 38713
38714 | 1 - 1.5 m³/ s.............................................................................................................................................................................. | [17 empty] | 11,390.15 |  |  |  | 47.03 |  |  | 56.59 | 170.10 |  | 38714
38715 | 1.5 - 2 m³/ s.............................................................................................................................................................................. | [17 empty] | 15,047.34 |  |  |  | 56.59 |  |  | 71.16 | 191.47 |  | 38715
38716 | Add to last item for each additional 0.5 m³/ s or part thereof................................................................................................ | [17 empty] | 3,321.15 |  |  |  | 6.16 |  |  | 9.84 | 23.68 |  | 38716
38/58
38 | HEATING, VENTILATION AND AIR-CONDITIONING - EQUIPMENT | [17 empty] | 38
Item | Item
FANS & VENTILATION SYSTEM (CONT'D) | [14 empty] | Take | [9 empty] | Take
Supply | [22 empty] | down |  | down |  | Fix
and | [22 empty] | and |  | and set |  | only
Sundries : - |  |  |  | fix | [18 empty] | clear |  | aside for
away | [24 empty] | re-use
A | [22 empty] | B |  | C |  | D
Each |  |  | $ | [19 empty] | $ |  | $ |  | $
38717 | Chemical dosing tank c/w accessories, chemical metering pump set.................................................................................... | [17 empty] | 2,048.30 |  |  |  | 9.36 |  |  | 18.52 | 39.25 |  | 38717
38718 | ORP analyzer c/w sensor, transmitter and accessories.......................................................................................................... | [17 empty] | 1,562.46 |  |  |  | 9.74 |  |  | 12.64 | 29.68 |  | 38718
38719 | pH analyzer c/w sensor, transmitter and accessories.............................................................................................................. | [17 empty] | 1,557.93 |  |  |  | 9.74 |  |  | 12.64 | 29.68 |  | 38719
38720 | Portable chemical pump for NaOH/ NaOCl........................................................................................................................... | [17 empty] | 1,745.15 |  |  |  | 15.58 |  |  | 25.15 | 59.46 |  | 38720
ENERGY SAVING CONTROL SYSTEM | [12 empty] | Take | [11 empty] | Take
Supply | [22 empty] | down |  | down |  | Fix
and | [22 empty] | and |  | and set |  | only
Energy savings control system for mechanical ventilation integrated with natural | [16 empty] | fix | [5 empty] | clear |  | aside for
ventilation : - |  |  |  | away | [20 empty] | re-use
A | [22 empty] | B |  | C |  | D
Each |  |  | $ | [19 empty] | $ |  | $ |  | $
38721 | Wind speed sensor.................................................................................................................................................................. | [17 empty] | 12,474.58 |  |  |  | 65.13 |  |  | 85.08 | 237.10 |  | 38721
38722 | Wind direction sensor............................................................................................................................................................. | [17 empty] | 14,586.46 |  |  |  | 65.43 |  |  | 85.23 | 239.09 |  | 38722
38723 | Wind speed and direction controller c/w power cables, control cables, contactors metal
enclosure and all necessary accessories.................................................................................................................................. | [18 empty] | 6,417.35 |  |  |  | 188.24 |  |  | 282.74 | 713.58 |  | 38723
VARIABLE SPEED MOTOR DRIVE | [11 empty] | Take | [12 empty] | Take
Supply | [22 empty] | down |  | down |  | Fix
and | [22 empty] | and |  | and set |  | only
Variable speed motor drive of rating : - | [9 empty] | fix | [12 empty] | clear |  | aside for
away | [24 empty] | re-use
A | [22 empty] | B |  | C |  | D
Each |  |  | $ | [19 empty] | $ |  | $ |  | $
38724 | Up to 5 kW.............................................................................................................................................................................. | [17 empty] | 12,458.30 |  |  |  | 13.82 |  |  | 17.99 | 52.62 |  | 38724
38725 | 5 - 10 kW................................................................................................................................................................................. | [17 empty] | 14,792.94 |  |  |  | 18.52 |  |  | 24.73 | 70.95 |  | 38725
38726 | 10 - 15 kW............................................................................................................................................................................... | [17 empty] | 16,982.55 |  |  |  | 23.23 |  |  | 31.46 | 89.30 |  | 38726
38727 | 15 - 20 kW............................................................................................................................................................................... | [17 empty] | 18,942.70 |  |  |  | 28.11 |  |  | 37.31 | 106.37 |  | 38727
38728 | 20 - 30 kW............................................................................................................................................................................... | [17 empty] | 34,672.76 |  |  |  | 31.12 |  |  | 42.24 | 122.45 |  | 38728
38729 | 30 - 40 kW............................................................................................................................................................................... | [17 empty] | 38,547.34 |  |  |  | 37.53 |  |  | 50.78 | 136.17 |  | 38729
38730 | 40 - 50 kW............................................................................................................................................................................... | [17 empty] | 44,193.79 |  |  |  | 42.50 |  |  | 54.55 | 148.77 |  | 38730
38731 | 50 - 60 kW............................................................................................................................................................................... | [17 empty] | 50,641.72 |  |  |  | 46.59 |  |  | 57.96 | 152.14 |  | 38731
38/59
38 | HEATING, VENTILATION AND AIR-CONDITIONING - EQUIPMENT | [17 empty] | 38
Item | Item
METAL WORKS IN ASSOCIATED WITH AIR-CONDITIONING | [16 empty] | Take | [7 empty] | Take
INSTALLATION | [5 empty] | Supply | [16 empty] | down |  | down |  | Fix
and | [22 empty] | and |  | and set |  | only
fix | [22 empty] | clear |  | aside for
away | [24 empty] | re-use
A | [22 empty] | B |  | C |  | D
Per square metre |  |  |  |  | $ | [17 empty] | $ |  | $ |  | $
38732 | Elevated or overhauling platform for A/ C equipment c/w metal work, railing, cat ladder,
painting as per Structural Engineer's recommended detail (to be measured on platform surface
area)......................................................................................................................................................................................... | [18 empty] | 3,080.36 |  |  |  | 52.50 |  |  | 74.13 | 177.31 |  | 38732
Each
38733 | Surveyor's certificate for steel service platform for maintenance of A/ C equipment........................................................... | [17 empty] | 8,255.15 |  |  |  | - |  |  | - | - |  | 38733
STEAM AND HOT WATER SYSTEM
Take | [24 empty] | Take
Steam plant and equipment c/w steam boiler, combustion chamber, automatic burner | [17 empty] | Supply |  |  |  |  | down |  | down |  | Fix
with controls, blow-down valve, all necessary valves, tanks, thermometer, steam | [16 empty] | and | [5 empty] | and |  | and set |  | only
pressure gauge, boiler feed pump with controls, water level gauge glass, water level | [17 empty] | fix |  |  |  |  | clear |  | aside for
control, local control panel and protection, drip tray, cleaning tools, chemical dosing | [17 empty] | away | [6 empty] | re-use
equipment, draught gauge, meters, quartz clock and condensate/ feed tank : -
A | [22 empty] | B |  | C |  | D
Each |  |  | $ | [19 empty] | $ |  | $ |  | $
38734 | Water heating capacity 401 - 500 kg/ hr................................................................................................................................. | [17 empty] | 74,859.56 |  |  |  | 5,701.63 |  |  | 6,553.35 | 14,591.70 |  | 38734
(The actual rate should be : $748,595.60 for Item 38734A)
Air-water heat pump (zero ODP refrigerant) c/w motor, compressor, condenser,
evaporator coil, centrifugal blower, automatic safety controls within common cabinet,
refrigerant receiver, moisture indicator, sight glass, thermal expansion valve, filter
drier, heat exchanger, lockout relay, fan motor, thermal overload protector, time
delay, phase monitor, hour meter and control panel : -
Each
38735 | Water heating capacity 8 - 14 kW........................................................................................................................................... | [17 empty] | 49,932.97 |  |  |  | 383.80 |  |  | 460.74 | 1,957.70 |  | 38735
38736 | Water heating capacity 14 - 28 kW......................................................................................................................................... | [17 empty] | 91,794.37 |  |  |  | 579.06 |  |  | 678.66 | 3,334.97 |  | 38736
38737 | Water heating capacity 28 - 44 kW......................................................................................................................................... | [17 empty] | 20,355.19 |  |  |  | 804.32 |  |  | 896.36 | 4,658.35 |  | 38737
(The actual rate should be : $203,551.90 for Item 38737A)
38738 | Water heating capacity 44 - 68 kW......................................................................................................................................... | [17 empty] | 25,167.58 |  |  |  | 1,091.31 |  |  | 1,705.47 | 5,971.08 |  | 38738
(The actual rate should be : $251,675.80 for Item 38738A)
38739 | Water heating capacity 68 - 100 kW....................................................................................................................................... | [17 empty] | 30,253.85 |  |  |  | 1,394.00 |  |  | 2,588.82 | 7,325.82 |  | 38739
(The actual rate should be : $302,538.50 for Item 38739A)
38740 | Water heating capacity 100 - 150 kW..................................................................................................................................... | [17 empty] | 37,089.44 |  |  |  | 2,200.62 |  |  | 3,283.42 | 8,834.42 |  | 38740
(The actual rate should be : $370,894.40 for Item 38740A)
38/60
38 | HEATING, VENTILATION AND AIR-CONDITIONING - EQUIPMENT | [17 empty] | 38
Item | Item
STEAM AND HOT WATER SYSTEM (CONT'D)
Air-cooled packaged heat pump (zero ODP refrigerant) for external mounting c/w
evaporators, condensers, fans, compressors, motors, water circulation pumps, pressure | [17 empty] | Take | [6 empty] | Take
relief valves, expansion tanks, starters, refrigerant, expansion tank, buffer tank, noise | [17 empty] | Supply |  |  |  |  | down |  | down |  | Fix
equipment, copper tube with pre-corrosion resisting treated copper fins, filter driers, | [17 empty] | and |  |  |  |  | and |  | and set |  | only
water strainer, capacity controller, liquid receivers, starters, weather-proof cabinet, | [17 empty] | fix |  |  |  |  | clear |  | aside for
emergency stop button, all necessary safety and operational control and accessories, local | [17 empty] | away | [6 empty] | re-use
control panel connected to electricity supply point, proper mounting and support including
I-beams and concrete plinth, flexible pipe connection, chilled water pipework for connection
Heat pump capacity : -
A | [22 empty] | B |  | C |  | D
Each |  |  | $ | [19 empty] | $ |  | $ |  | $
38741 | 8 - 14 kW................................................................................................................................................................................. | [17 empty] | 95,044.38 |  |  |  | 576.84 |  |  | 737.70 | 2,592.35 |  | 38741
38742 | 14 - 28 kW............................................................................................................................................................................... | [17 empty] | 13,319.93 |  |  |  | 711.22 |  |  | 909.07 | 2,788.89 |  | 38742
(The actual rate should be : $133,199.30 for Item 38742A)
38743 | 28 - 44 kW............................................................................................................................................................................... | [17 empty] | 18,940.38 |  |  |  | 976.65 |  |  | 1,185.17 | 2,979.21 |  | 38743
(The actual rate should be : $189,403.80 for Item 38743A)
38744 | 44 - 68 kW............................................................................................................................................................................... | [17 empty] | 24,781.14 |  |  |  | 1,155.41 |  |  | 1,718.89 | 4,796.77 |  | 38744
(The actual rate should be : $247,811.40 for Item 38744A)
38745 | 68 - 100 kW............................................................................................................................................................................. | [17 empty] | 38,104.19 |  |  |  | 1,549.20 |  |  | 2,320.41 | 6,226.55 |  | 38745
(The actual rate should be : $381,041.90 for Item 38745A)
38746 | 100 - 150 kW........................................................................................................................................................................... | [17 empty] | 52,379.74 |  |  |  | 1,920.82 |  |  | 2,857.75 | 6,614.44 |  | 38746
(The actual rate should be : $523,797.40 for Item 38746A)
38747 | 150 - 200 kW........................................................................................................................................................................... | [17 empty] | 63,945.23 |  |  |  | 2,401.24 |  |  | 3,427.58 | 8,035.64 |  | 38747
(The actual rate should be : $639,452.30 for Item 38747A)
38748 | 200 - 300 kW........................................................................................................................................................................... | [17 empty] | 78,147.31 |  |  |  | 2,547.48 |  |  | 3,726.07 | 8,929.39 |  | 38748
(The actual rate should be : $781,473.10 for Item 38748A)
38/61
38 | HEATING, VENTILATION AND AIR-CONDITIONING - EQUIPMENT | [17 empty] | 38
Item | Item
PRESSURE VESSELS | [9 empty] | Take | [14 empty] | Take
Supply | [22 empty] | down |  | down |  | Fix
and | [22 empty] | and |  | and set |  | only
Pressure vessel complete with all necessary accessories in accordance with the manufacturer's | [17 empty] | fix |  |  |  |  | clear |  | aside for
recommendations : - |  |  |  |  | away | [19 empty] | re-use
A | [22 empty] | B |  | C |  | D
Per Set |  |  | $ | [19 empty] | $ |  | $ |  | $
38749 | Pressure vessel, vertical type, of 10 bar working pressure and Up to 60 litres capacity ...................................................... | [17 empty] | 2,815.35 |  |  |  | 110.74 |  |  | 124.75 | 390.32 |  | 38749
38750 | Ditto but 60 to 200 litres capacity .......................................................................................................................................... | [17 empty] | 4,414.95 |  |  |  | 156.45 |  |  | 183.07 | 541.57 |  | 38750
38751 | Ditto but 200 to 300 litres capacity ....................................................................................................................................... | [17 empty] | 6,308.71 |  |  |  | 210.38 |  |  | 253.20 | 919.63 |  | 38751
38752 | Ditto but 300 to 500 litres capacity ....................................................................................................................................... | [17 empty] | 8,048.90 |  |  |  | 275.30 |  |  | 338.71 | 975.87 |  | 38752
38753 | Ditto but 500 to 750 litres capacity ....................................................................................................................................... | [17 empty] | 17,628.00 |  |  |  | 345.02 |  |  | 418.44 | 1,171.03 |  | 38753
38754 | Ditto but 750 to 1,000 litres capacity .................................................................................................................................... | [17 empty] | 21,238.21 |  |  |  | 414.74 |  |  | 498.17 | 1,366.19 |  | 38754
38/62
38 | HEATING, VENTILATION AND AIR-CONDITIONING - EQUIPMENT | [17 empty] | 38
Item | Item
SUNDRIES |  |  |  | Take | [20 empty] | Take
Supply | [22 empty] | down |  | down |  | Fix
and | [22 empty] | and |  | and set |  | only
Solar hot water storage tank c/w insulation complying BS5500 c/w all necessary | [16 empty] | fix | [5 empty] | clear |  | aside for
accessories : - |  |  |  | away | [20 empty] | re-use
A | [22 empty] | B |  | C |  | D
Each |  |  | $ | [19 empty] | $ |  | $ |  | $
38755 | Up to 100 litres........................................................................................................................................................................ | [17 empty] | 3,186.55 |  |  |  | 50.32 |  |  | 97.98 | 223.70 |  | 38755
38756 | 100 - 200 litres........................................................................................................................................................................ | [17 empty] | 3,475.35 |  |  |  | 53.73 |  |  | 101.10 | 234.85 |  | 38756
38757 | 200 - 300 litres........................................................................................................................................................................ | [17 empty] | 3,968.35 |  |  |  | 58.29 |  |  | 108.05 | 246.58 |  | 38757
38758 | 300 - 400 litres........................................................................................................................................................................ | [17 empty] | 7,347.43 |  |  |  | 61.12 |  |  | 113.37 | 258.77 |  | 38758
38759 | 400 - 500 litres........................................................................................................................................................................ | [17 empty] | 10,587.55 |  |  |  | 62.87 |  |  | 118.96 | 271.78 |  | 38759
Pyranometer : -
Each
38760 | Pyranometer complying ISO 9060 c/w all functional accessories......................................................................................... | [17 empty] | 2,267.85 |  |  |  | 50.38 |  |  | 95.75 | 193.30 |  | 38760
Stainless steel plate type heat exchanger of heat transfer capacity : -
Each
38761 | Up to 25 kW............................................................................................................................................................................ | [17 empty] | 11,600.49 |  |  |  | 209.67 |  |  | 282.09 | 1,048.96 |  | 38761
38762 | 25 - 50 kW............................................................................................................................................................................... | [17 empty] | 34,160.15 |  |  |  | 229.50 |  |  | 287.21 | 1,153.84 |  | 38762
38763 | 50 - 100 kW............................................................................................................................................................................. | [17 empty] | 67,163.08 |  |  |  | 251.75 |  |  | 312.29 | 1,269.26 |  | 38763
38764 | 100 - 200 kW........................................................................................................................................................................... | [17 empty] | 81,458.94 |  |  |  | 280.37 |  |  | 344.19 | 1,396.28 |  | 38764
38765 | 200 - 300 kW........................................................................................................................................................................... | [17 empty] | 10,503.87 |  |  |  | 300.99 |  |  | 378.39 | 1,537.65 |  | 38765
(The actual rate should be : $105,038.70 for Item 38765A)
38/63
38 | HEATING, VENTILATION AND AIR-CONDITIONING - EQUIPMENT | [17 empty] | 38
Item | Item
SUNDRIES (CONT'D)
Take | [24 empty] | Take
Supply | [22 empty] | down |  | down |  | Fix
Solar collector panel complying BS EN 12975 with minimum efficiency 65% at 30K | [17 empty] | and |  |  |  |  | and |  | and set |  | only
temperature difference between average fluid temperature and ambient air | [16 empty] | fix | [5 empty] | clear |  | aside for
temperature with solar irradiation = 800W/ m2 : - | [12 empty] | away | [11 empty] | re-use
A | [22 empty] | B |  | C |  | D
Per set |  |  | $ | [19 empty] | $ |  | $ |  | $
38766 | Up to 1 m²................................................................................................................................................................................ | [17 empty] | 3,892.90 |  |  |  | 136.91 |  |  | 198.63 | 541.91 |  | 38766
38767 | 1 m² - 2 m²............................................................................................................................................................................... | [17 empty] | 5,670.88 |  |  |  | 165.09 |  |  | 234.93 | 646.23 |  | 38767
38768 | 2 m² - 3 m²............................................................................................................................................................................... | [17 empty] | 9,124.29 |  |  |  | 183.58 |  |  | 267.04 | 723.57 |  | 38768
38769 | 3 m² - 4 m²............................................................................................................................................................................... | [17 empty] | 12,649.16 |  |  |  | 205.67 |  |  | 298.84 | 801.71 |  | 38769
38770 | 4 m² - 5 m²............................................................................................................................................................................... | [17 empty] | 15,982.03 |  |  |  | 227.97 |  |  | 336.71 | 902.56 |  | 38770
38771 | 5 m² - 6 m²............................................................................................................................................................................... | [17 empty] | 19,324.41 |  |  |  | 257.63 |  |  | 375.50 | 1,018.42 |  | 38771
38772 | 6 m² - 7 m²............................................................................................................................................................................... | [17 empty] | 22,832.04 |  |  |  | 285.83 |  |  | 417.43 | 1,139.16 |  | 38772
Labour to disconnect all existing air-conditioning and ventilation installation for an
area inside a building, take down and clearing the entire air-conditioning and
ventilation installation inside the area (area shall be measured net on the gross
floor area of the building covered by the air-conditioning services installation)
Per square metre
38773 | For area up to 100 m².............................................................................................................................................................. | [17 empty] | - |  |  |  | 30.26 |  |  | - | - |  | 38773
38774 | For area 100 - 500 m².............................................................................................................................................................. | [17 empty] | - |  |  |  | 29.35 |  |  | - | - |  | 38774
38775 | For area above 500 m²............................................................................................................................................................. | [17 empty] | - |  |  |  | 27.39 |  |  | - | - |  | 38775
38/64
38 | HEATING, VENTILATION AND AIR-CONDITIONING - EQUIPMENT | [17 empty] | 38
Item | Item
MISCELLANEOUS
Buildings Energy Efficiency Ordinance (BEEO) Submission
All heating, ventilation and air-conditioning installations, unless otherwise specified, in a prescribed building should | [18 empty] | Rate
be assessed in accordance with the energy efficient requirements, for the premises in accordance with the requirements
as specified in the latest edition of Code of Practice for Energy Efficiency of Building Services Installation
(Building Energy Code or BEC in abbreviation), preparation and completion of the installation summaries and worksheets
including but not limited to Form EE-AC, AC-G1, AC-G2(1), AC-G2(2), AC-G3(1), AC-G3(2), AC-G3(3), AC-D1 and
AC-EQ1 as required by the BEEO and to coordinate with the Registered Energy Assessor for submission.
A
Each |  |  | $
38776 | Water cooled/ Air cooled chillers................................................................................................................................................................................................ | [25 empty] | 4,476.04 |  | 38776
38777 | Ventilation fans............................................................................................................................................................................................................................ | [25 empty] | 223.80 |  | 38777
38778 | Air handling units/ Computer room air conditioning units......................................................................................................................................................... | [25 empty] | 671.41 |  | 38778
38779 | Split type air conditioning units................................................................................................................................................................................................... | [25 empty] | 134.28 |  | 38779
38780 | Window-split type air conditioners.............................................................................................................................................................................................. | [25 empty] | 223.80 |  | 38780
38781 | Packaged air conditioners............................................................................................................................................................................................................ | [25 empty] | 268.57 |  | 38781
38782 | Reheat coil air conditioners.......................................................................................................................................................................................................... | [25 empty] | 290.93 |  | 38782
38783 | Variable refrigerant volume (VRV) system................................................................................................................................................................................. | [25 empty] | 447.60 |  | 38783
38784 | Fan coil units................................................................................................................................................................................................................................ | [25 empty] | 335.72 |  | 38784
38785 | Room coolers................................................................................................................................................................................................................................ | [25 empty] | 44.76 |  | 38785
38786 | Cold room air conditioning unit................................................................................................................................................................................................... | [25 empty] | 44.76 |  | 38786
38787 | Air cooled roof top units.............................................................................................................................................................................................................. | [25 empty] | 447.60 |  | 38787
38788 | Fresh air pre-conditioners/ Fresh air pretreating units................................................................................................................................................................. | [25 empty] | 268.57 |  | 38788
38789 | Air purifier units/ sterilizers......................................................................................................................................................................................................... | [25 empty] | 44.76 |  | 38789
38790 | Air pressure stabilizers................................................................................................................................................................................................................. | [25 empty] | 44.76 |  | 38790
38791 | Variable air volume equipment (VAV/ CAV)............................................................................................................................................................................. | [25 empty] | 44.76 |  | 38791
38792 | Dehumidifiers/ humidifiers.......................................................................................................................................................................................................... | [25 empty] | 44.76 |  | 38792
38793 | Electro-static precipitators........................................................................................................................................................................................................... | [25 empty] | 223.80 |  | 38793
38794 | Thermo ventilators....................................................................................................................................................................................................................... | [25 empty] | 111.91 |  | 38794
38795 | Water pumps................................................................................................................................................................................................................................. | [25 empty] | 111.91 |  | 38795
38796 | Cooling towers............................................................................................................................................................................................................................. | [25 empty] | 335.72 |  | 38796
38797 | Grease filter type kitchen exhaust hood/ Water scrubbing type exhaust hood........................................................................................................................... | [25 empty] | 447.60 |  | 38797
38/65
Section 39
HEATING, VENTILATION AND AIR-CONDITIONING - ELECTRICAL
POWER SUPPLY, CONTROL AND MONITORING SYSTEM
HEATING, VENTILATION AND AIR-CONDITIONING -
39 | ELECTRICAL POWER SUPPLY, CONTROL AND MONITORING SYSTEM | [21 empty] | 39
Item | Item
CONTROL PANELS | [7 empty] | Take | [16 empty] | Take
Supply | [22 empty] | down |  | down |  | Fix
and | [22 empty] | and |  | and set |  | only
Lead-lag control/ control panel for pumps : - | [11 empty] | fix | [10 empty] | clear |  | aside for
away | [24 empty] | re-use
A | [22 empty] | B |  | C |  | D
Each |  |  | $ | [19 empty] | $ |  | $ |  | $
39001 | Lead-lag pump control c/w all necessary lead-lags relays, selectors, indicating lamps, wirings, including
panel or in addition to the local control panels of the pumps (for control of 1 to 2 items)................................................... | [18 empty] | 2,261.31 |  |  |  | 82.52 |  |  | 143.50 | 328.14 |  | 39001
Interlocking control/ control panel for air handling and treatment equipment : -
Each
39002 | Interlocking control for an AHU/ a group of up to 4 nos. of fans/ damper actuator
(ON/ OFF function is treated as one item) c/w relay, timer, indicating lamps, wirings and all necessary
accessories including panel or in addition to the control panels (for control of 1 to 2 items).............................................. | [18 empty] | 2,198.25 |  |  |  | 80.24 |  |  | 139.35 | 316.88 |  | 39002
Supervisory/control panel for Air-Conditioning system : -
Each
39003 | Supervisory panel of sheet metal box and stainless steel metal front plate c/w push
buttons, indicating lamps, relays (or electrical control), selectors, electrical wiring and all
necessary functional and operational component for the complete unit monitoring
and controlling of 1 set of equipment..................................................................................................................................... | [18 empty] | 3,472.66 |  |  |  | 144.93 |  |  | 251.82 | 569.89 |  | 39003
39004 | Every additional set of equipment incorporating with supervisory panel
as described in item 39003..................................................................................................................................................... | [18 empty] | 2,892.71 |  |  |  | 15.81 |  |  | 16.40 | 116.81 |  | 39004
39005 | Repeater/ Indicating panel of sheet metal box and stainless steel metal front plate c/w indicating lamps,
relays, buzzer, mute button, lamp test button, electrical wiring and all necessary functional and
operational component for the complete unit monitoring of a set of equipment/ a set of fan (up to 4 nos.)/
water detection system/ high or low temperature alarm system............................................................................................. | [18 empty] | 2,712.00 |  |  |  | 144.93 |  |  | 251.82 | 569.89 |  | 39005
39006 | Every additional set of equipment/ set of fan/ water detection system/ high or low temperature alarm
system incorporating with repeater/ indicating panel as described in item 39005................................................................ | [18 empty] | 1,130.00 |  |  |  | 15.81 |  |  | 16.40 | 116.81 |  | 39006
Interface control for monitoring and/or controlling of existing equipment
Each
39007 | Interface control c/w control module, relay, cabling and all necessary accessories
for monitoring and/or controlling of 1 set of existing equipment.......................................................................................... | [18 empty] | 1,756.91 |  |  |  | 15.09 |  |  | 16.17 | 79.75 |  | 39007
Control panel for solar collector control system : -
Each
39008 | Solar collector control panel with solar hot water system controller, including the control of
circulation pump, solar hot water storage tank, level switch, safety device & all necessary
accessories............................................................................................................................................................................... | [18 empty] | 2,015.68 |  |  |  | 102.50 |  |  | 190.41 | 343.65 |  | 39008
39/1
HEATING, VENTILATION AND AIR-CONDITIONING -
39 | ELECTRICAL POWER SUPPLY, CONTROL AND MONITORING SYSTEM | [21 empty] | 39
Item | Item
SENSORS & METERS | [9 empty] | Take | [14 empty] | Take
Supply | [22 empty] | down |  | down |  | Fix
and | [22 empty] | and |  | and set |  | only
Meters : - |  |  | fix | [19 empty] | clear |  | aside for
away | [24 empty] | re-use
A | [22 empty] | B |  | C |  | D
Each |  |  | $ | [19 empty] | $ |  | $ |  | $
39009 | Hour run meter (all rating)...................................................................................................................................................... | [17 empty] | 701.10 |  |  |  | 5.37 |  |  | 9.13 | 21.77 |  | 39009
39010 | Energy meter for chilled water................................................................................................................................................ | [17 empty] | 5,806.73 |  |  |  | 34.68 |  |  | 36.80 | 69.54 |  | 39010
39011 | Sea water flow counter............................................................................................................................................................ | [17 empty] | 3,586.95 |  |  |  | 22.30 |  |  | 24.98 | 56.45 |  | 39011
39012 | Sea water direct reading flow meter (all size)........................................................................................................................ | [17 empty] | 10,039.99 |  |  |  | 34.68 |  |  | 36.80 | 69.54 |  | 39012
39013 | Thermometers for chilled water.............................................................................................................................................. | [17 empty] | 345.23 |  |  |  | 8.70 |  |  | 13.64 | 33.26 |  | 39013
39014 | Digital temperature indicator.................................................................................................................................................. | [17 empty] | 347.66 |  |  |  | 10.04 |  |  | 14.99 | 39.17 |  | 39014
39015 | Digital temperature meter c/w interfacing unit suitable for computer download in Excel
or CSV format......................................................................................................................................................................... | [18 empty] | 7,767.29 |  |  |  | 10.54 |  |  | 12.23 | 24.75 |  | 39015
Sensors & Detectors : -
Each
39016 | Movement detector, combined infrared and ultrasonic detection type c/w necessary
accessories and connection to the alarm panel....................................................................................................................... | [18 empty] | 661.56 |  |  |  | 34.10 |  |  | 35.42 | 82.05 |  | 39016
39017 | High temperature detector c/w control panel, indicating lights, alarm / buzzer and served
with automatic "duty / standby" changeover switch............................................................................................................... | [18 empty] | 8,753.84 |  |  |  | 10.54 |  |  | 12.23 | 24.75 |  | 39017
39018 | Duct type carbon dioxide (CO2) sensor c/w associated DDC controller, control wiring
and associated accessories ..................................................................................................................................................... | [18 empty] | 4,843.67 |  |  |  | 11.95 |  |  | 13.41 | 27.87 |  | 39018
39019 | Duct type carbon monoxide (CO) sensor c/w associated DDC controller, control wiring
and associated accessories ..................................................................................................................................................... | [18 empty] | 4,843.67 |  |  |  | 11.95 |  |  | 13.41 | 27.87 |  | 39019
39020 | Room type carbon dioxide (CO2) sensor c/w DDC controller, LCD display, control wiring
and associated accessories...................................................................................................................................................... | [18 empty] | 4,843.67 |  |  |  | 11.95 |  |  | 13.41 | 27.87 |  | 39020
39021 | Room type carbon monoxide (CO) sensor c/w DDC controller, LCD display, control
wiring and associated accessories........................................................................................................................................... | [18 empty] | 4,843.67 |  |  |  | 11.95 |  |  | 13.41 | 27.87 |  | 39021
39022 | Temperature sensors............................................................................................................................................................... | [17 empty] | 593.01 |  |  |  | 7.59 |  |  | 9.44 | 51.03 |  | 39022
39023 | Humidity sensors..................................................................................................................................................................... | [17 empty] | 1,727.41 |  |  |  | 7.59 |  |  | 9.44 | 51.03 |  | 39023
39024 | Absolute humidity (dew point) sensors.................................................................................................................................. | [17 empty] | 1,768.18 |  |  |  | 7.59 |  |  | 9.44 | 51.03 |  | 39024
39025 | Combined type humidity and temperature sensors................................................................................................................ | [17 empty] | 1,800.09 |  |  |  | 7.59 |  |  | 9.44 | 51.03 |  | 39025
39026 | Differential pressure sensors................................................................................................................................................... | [17 empty] | 1,787.13 |  |  |  | 7.59 |  |  | 9.44 | 51.03 |  | 39026
39/2
HEATING, VENTILATION AND AIR-CONDITIONING -
39 | ELECTRICAL POWER SUPPLY, CONTROL AND MONITORING SYSTEM | [21 empty] | 39
Item | Item
SENSORS & METERS (CONT'D) | [11 empty] | Take | [12 empty] | Take
Supply | [22 empty] | down |  | down |  | Fix
and | [22 empty] | and |  | and set |  | only
Sensors & Detectors : - (Cont'd) | [9 empty] | fix | [12 empty] | clear |  | aside for
away | [24 empty] | re-use
A | [22 empty] | B |  | C |  | D
Each |  |  | $ | [19 empty] | $ |  | $ |  | $
39027 | Probe type duct mounted smoke detector & indicator (tripping power supply is
connected to F.S. panel), access panel, including modification of existing duct work
and air-conditioner's control panel ......................................................................................................................................... | [18 empty] | 1,529.49 |  |  |  | 64.97 |  |  | 68.05 | 240.00 |  | 39027
39028 | Air velocity sensors................................................................................................................................................................. | [17 empty] | 2,193.47 |  |  |  | 7.59 |  |  | 9.44 | 51.03 |  | 39028
39029 | Contamination sensors............................................................................................................................................................ | [17 empty] | 2,190.49 |  |  |  | 7.59 |  |  | 9.44 | 51.03 |  | 39029
39030 | Flow sensors............................................................................................................................................................................ | [17 empty] | 543.12 |  |  |  | 7.59 |  |  | 9.44 | 51.03 |  | 39030
39031 | Occupancy sensor.................................................................................................................................................................... | [17 empty] | 687.71 |  |  |  | 7.59 |  |  | 9.44 | 51.03 |  | 39031
39032 | Carbon monoxide monitor/alarm sensors............................................................................................................................... | [17 empty] | 442.34 |  |  |  | 7.46 |  |  | 9.40 | 47.50 |  | 39032
39033 | Nitrogen dioxide sensors......................................................................................................................................................... | [17 empty] | 1,313.46 |  |  |  | 7.46 |  |  | 9.40 | 47.50 |  | 39033
39034 | Carbon dioxide (CO2) sensor of non dispersive technology with sensing range of 0 to 2000
ppm, accuracy within 5%. Duct / wall mounted.................................................................................................................... | [18 empty] | 1,852.80 |  |  |  | 7.46 |  |  | 9.40 | 47.50 |  | 39034
39/3
HEATING, VENTILATION AND AIR-CONDITIONING -
39 | ELECTRICAL POWER SUPPLY, CONTROL AND MONITORING SYSTEM | [21 empty] | 39
Item | Item
CENTRAL CONTROL AND MONITORING SYSTEM (CCMS) | [16 empty] | Take | [7 empty] | Take
Supply | [22 empty] | down |  | down |  | Fix
and | [22 empty] | and |  | and set |  | only
fix | [22 empty] | clear |  | aside for
away | [24 empty] | re-use
A | [22 empty] | B |  | C |  | D
Each |  |  | $ | [19 empty] | $ |  | $ |  | $
39035 | CCMS central control workstation c/w mouse and keyboard, TFT LCD monitor of viewable
size 530mm (21" diagonally), A3 ink/laser printer capable of handling continuous paper,
UPS capable of backup for 1 hour of operation for the PC, monitor and printer and
16-bit/full duplex audio system c/w speakers........................................................................................................................ | [18 empty] | 20,212.62 |  |  |  | 28.11 |  |  | 37.84 | 118.72 |  | 39035
39036 | Uninterrupted power supply capable for 1 hour operation for the PC................................................................................... | [17 empty] | 10,090.46 |  |  |  | 14.12 |  |  | 18.98 | 59.71 |  | 39036
39037 | Portable operator terminal hardware c/w weight of less than 2 kg, run on rechargeable battery,
capable of retrieving and storing information to and from CCMS server and DDC controllers
and Input method can be keyboard, touch screen, track point and/or mouse........................................................................ | [18 empty] | 14,902.02 |  |  |  | 4.68 |  |  | 7.67 | 11.99 |  | 39037
39038 | DDC hardware c/w RAM and the clock shall be provided with power backup of 72
hours instant recharged capacitor or 12-hour trickle recharged batteries, universal inputs
and universal outputs.............................................................................................................................................................. | [18 empty] | 3,943.74 |  |  |  | 28.11 |  |  | 37.84 | 118.72 |  | 39038
39039 | Unitary controller hardware with processor speed at least 10 MHz and minimum of
512 Kbytes RAM.................................................................................................................................................................... | [18 empty] | 4,957.88 |  |  |  | 9.51 |  |  | 14.28 | 24.01 |  | 39039
39040 | Gateway/interfacing hardware c/w processor speed at least 16.7 MHz and minimum of 2
Mbytes RAM. The gateway, which also acts as a general purpose controller, shall have the
same analog/digital input and output points........................................................................................................................... | [18 empty] | 5,619.62 |  |  |  | 9.51 |  |  | 14.28 | 24.32 |  | 39040
39041 | CCMS central database repository shall reside in the CCMS server. The database server
shall use client/server technology and comply with Microsoft Open Database Connectivity
(ODBC) latest version and support ISO/IEC 9075-9:2003.................................................................................................... | [18 empty] | 987.44 |  |  |  | - |  |  | - | 24.01 |  | 39041
39042 | ACMV sub-system unitary controllers for temperature/humidity/pressure controllers with
plug-in proportional type with integrated circuits controllers shall be available with either
0 to 20V DC / 4 to 20 mA proportional output, two-position output, or any combination................................................... | [18 empty] | 8,970.83 |  |  |  | 14.12 |  |  | 18.98 | 59.71 |  | 39042
39043 | Programmable DDC for VAV Box......................................................................................................................................... | [17 empty] | 1,010.48 |  |  |  | 5.59 |  |  | 6.87 | 45.89 |  | 39043
39/4
HEATING, VENTILATION AND AIR-CONDITIONING -
39 | ELECTRICAL POWER SUPPLY, CONTROL AND MONITORING SYSTEM | [21 empty] | 39
Item | Item
SUNDRIES |  |  |  | Take | [20 empty] | Take
Supply | [22 empty] | down |  | down |  | Fix
and | [22 empty] | and |  | and set |  | only
IAQ testing/assessment and report as described in Part D of A/C G.S. : - | [16 empty] | fix | [5 empty] | clear |  | aside for
away | [24 empty] | re-use
A | [22 empty] | B |  | C |  | D
Per point |  |  | $ | [19 empty] | $ |  | $ |  | $
39044 | Carbon dioxide........................................................................................................................................................................ | [17 empty] | 281.89 |  |  |  | - |  |  | - | - |  | 39044
39045 | Carbon monoxide.................................................................................................................................................................... | [17 empty] | 279.88 |  |  |  | - |  |  | - | - |  | 39045
39046 | Respirable suspended particulate........................................................................................................................................... | [17 empty] | 415.85 |  |  |  | - |  |  | - | - |  | 39046
39047 | Nitrogen dioxide...................................................................................................................................................................... | [17 empty] | 278.42 |  |  |  | - |  |  | - | - |  | 39047
39048 | Ozone....................................................................................................................................................................................... | [17 empty] | 1,413.60 |  |  |  | - |  |  | - | - |  | 39048
39049 | Formaldehyde.......................................................................................................................................................................... | [17 empty] | 280.05 |  |  |  | - |  |  | - | - |  | 39049
39050 | Total volatile organic compound............................................................................................................................................ | [17 empty] | 421.31 |  |  |  | - |  |  | - | - |  | 39050
39051 | Radon...................................................................................................................................................................................... | [17 empty] | 275.58 |  |  |  | - |  |  | - | - |  | 39051
39052 | Airborne bacteria..................................................................................................................................................................... | [17 empty] | 414.22 |  |  |  | - |  |  | - | - |  | 39052
39053 | Room temperature................................................................................................................................................................... | [17 empty] | 139.27 |  |  |  | - |  |  | - | - |  | 39053
39054 | Relative humidity.................................................................................................................................................................... | [17 empty] | 138.91 |  |  |  | - |  |  | - | - |  | 39054
39055 | Air movement.......................................................................................................................................................................... | [17 empty] | 141.49 |  |  |  | - |  |  | - | - |  | 39055
Cables : -
Per linear metre
39056 | Low capacitance cable............................................................................................................................................................ | [17 empty] | 14.82 |  |  |  | 2.64 |  |  | 3.22 | 8.71 |  | 39056
39057 | Shield twist pair cable............................................................................................................................................................. | [17 empty] | 18.49 |  |  |  | 2.64 |  |  | 3.22 | 8.71 |  | 39057
39058 | Multi-mode 62.5/125 fiber optic cable................................................................................................................................... | [17 empty] | 56.51 |  |  |  | 2.64 |  |  | 3.22 | 8.71 |  | 39058
39/5
Section 40
FIRE SERVICES
40 | FIRE SERVICES | [10 empty] | 40
SECTION 40
FIRE SERVICES
SPECIAL CONDITIONS
Measurement |  |  | SC40.01 | [6 empty] | All works of electrical power supply up to power supply points (e.g. switchgear or
of power supply |  |  | isolator or spur unit and the like) for the equipment shall be measured separately and paid
for at the appropriate rates under Section 27 - Lighting System and Fixtures, Section 28 -
Small Power Distribution, Section 29 - Main Distribution Systems and Section 30 -
Miscellaneous Electrical Installations or other applicable Work Sections of this Schedule.
For the avoidance of doubt, all items for pump sets in this section shall only apply to the
works executed for the Fire Services Installation by the Approved Suppliers of Materials
and Specialist Contractors for Public Works : Fire Service Installation.
Measurement |  |  | SC40.02 | [6 empty] | All trench excavation shall be measured separately and paid for at the appropriate rates
of excavations, |  |  | under Section 03 - Excavation of this Schedule. All pipe ducts, concrete thrust blocks and
ducts, chases, |  |  | anchor blocks, chases in, and holes through existing walls, ceilings and similar for pipes,
holes and other |  |  | etc., (but not mortices or holes for brackets) except specifically stated, shall be measured
subsidiary work |  |  |  | and paid for at the appropriate rates under Section 04 - Concrete Work, Section 05 -
Brickwork and Blockwork, Section 12 - Roadwork and Cable Duct, Section 13 -
Plumbing and Drainage or other applicable Work Sections of this Schedule.
Measurement |  |  | SC40.03 | [6 empty] | Unless otherwise stated, pipework shall be measured in linear metres over all in-line
of pipework |  |  | fittings, short running lengths and branches.
Branch pipes of 32 mm diameter from tee-off for and including sprinkler points and dry
pendant sprinkler points shall be grouped together and measured in numbers of sprinkler
points. The rates for which shall include the associated pipework and sprinkler points and
dry pendant sprinkler points.
Measurement |  |  | SC40.04 | [6 empty] | The interconnecting cables and the cable containment for the fire alarm indicating/ control
of fire alarm |  |  | panel shall be measured separately.
indicating/
control panel
Measurement of |  |  |  | SC40.05 | [5 empty] | Cables for the equipment, control/ indicating panels, fire alarm points, etc. have been
heat resistant |  |  | allowed in the rates under this Section. No measurement shall be made for cables except
cables and low |  |  | for heat resistant cables where specifically ordered by the Maintenance Surveyor in
smoke zero |  |  | writing.
halogen cables
Heat resistant cables and low smoke zero halogen cables shall be measured the net length
as fixed in linear metres.
40/1
40 | FIRE SERVICES | [10 empty] | 40
SPECIAL CONDITIONS (CONT'D)
Measurement |  |  | SC40.06 | [6 empty] | Where a temporary supply is ordered by the Maintenance Surveyor, the provision of all
of temporary |  |  | articles, labour and accessory materials (nails, screws, rawplugs and similar) necessary for
supply | fixing shall be of temporary nature. For "use and waste" of all materials, such as cables,
fittings and accessories, etc., for a period of not exceeding four weeks from the date of
certified completion, 50 per cent of the value of the appropriate "supply and fix" items
after the adjustment of contract percentages will be paid. For a period exceeding four
weeks and not exceeding eight weeks, 55 per cent will be paid and for each subsequent
month a further addition of 5 per cent will be made.
For a period of more than six months, the full rates, as for permanent works will be paid,
and the materials will become the property of the Employer.
No extra payment will be made for the removal of materials in connection with the
temporary supply, but the cost of which shall have been included in the payment as
aforementioned in the first paragraph hereof. The date of certified completion of a
temporary supply shall be the date when the installation is first brought into service. The
date when it ceases to be used shall be the date from which the Maintenance Surveyor
instructs the dismantlement of the installation, or the date when the installation is no longer
in use, whichever is earlier.
Rates generally |  |  | SC40.07 | [6 empty] | The rates for all items shall generally include for : -
(a) | [11 empty] | Colour band and colour identification work.
(b) | [11 empty] | Lettering and engraving for identification, signs, labels in both English and
Chinese.
(c) | [11 empty] | Identification plates, signs, notice plates, discs and labels in both English and
Chinese.
(d) | [11 empty] | Priming or painting off site and proprietary finishes or surface treatment applied as
part of the production process whether applied before or after fabrication and
assembly.
(e) | [11 empty] | All protective and finishing painting work, apart from additional painting work
specifically ordered by the Maintenance Surveyor in writing which shall be
measured separately and paid for at the appropriate rates under Section 15 -
Painting of this Schedule.
(f) | [11 empty] | Any kind of fixing method including provision of screws, nuts, bolts, shims,
washers, clips, hangers, supports, brackets, spring compensated and seismic
restraints and isolating components and the like.
(g) | [11 empty] | Provision of expansion joints in service runs wherever they coincide with
structural expansion joints.
(h) | [11 empty] | Submission of catalogues, technical literature, data, calculations, test certificates
and approval documentation covering the equipment and materials being
supplied.
(i) | [11 empty] | Preparing and submitting detail working drawings as required and all shop
drawings for the fabrication and installation.
40/2
40 | FIRE SERVICES | [10 empty] | 40
SPECIAL CONDITIONS (CONT'D)
Rates generally |  |  | SC40.07 | [6 empty] | (j) |  | Attendance, as required, of the manufacturers' representative to assist in the
(Cont'd) |  |  | (Cont'd) | [6 empty] | installation and subsequent testing and commissioning.
(k) | [11 empty] | Testing and commissioning including submission of Testing and Commissioning
Certificates and Records of Tests.
(l) | [11 empty] | Provision of all necessary power, fuel, labour and testing instrument of approved
type for testing and commissioning.
(m) | [11 empty] | Submitting all relevant documentation to Fire Services Department and obtaining
necessary approval.
(n) | [11 empty] | Preparing and submitting operation and maintenance manuals and as-fitted
drawings for items of works as required.
(o) | [11 empty] | Provision of schematic diagrams covered front and back with plastic sheet
including fixing to wall.
(p) | [11 empty] | Provision of manufacturer's guarantee.
Rates for |  |  | SC40.08 | [6 empty] | The rates for pipework shall further include for : -
pipework
(a) | [11 empty] | All short lengths, cutting and waste, and joints in the running length.
(b) | [11 empty] | All pipework brackets, supports, hangers, guides, anchors and the like and
alternative method of jointing and fixing as specified (if any).
(c) | [11 empty] | All pipework fittings (e.g. bends, elbows, branches, reducers, tees, caps and
the like) including connections, cutting and jointing pipes to fittings.
(d) | [11 empty] | Screwed sockets, tappings, bosses and welding-necks welded to pipes or
flanges including perforating the pipework or flanges.
(e) | [11 empty] | Connections between pipework of different materials and differing grades of
same material.
(f) | [11 empty] | Provision of wall plates, ceiling plates, floor plates, high tensile holding down bolts,
tapered washers and the like for casting into the reinforced concrete corbels.
(g) | [11 empty] | All jointing including provision of flexible connections and/ or necessary
adaptors and connectors, welding consumable, jointing tapes, flanges, unions,
gasket, bolts and nuts and the like where required.
(h) | [11 empty] | Expansion loops and compensators including connections, cutting and jointing
to pipes and fittings.
(i) | [11 empty] | Provision of all sleeves for casting in or building in where pipes pass through
slabs, walls or beams and caulking between pipe and sleeve where required.
(j) | [11 empty] | Fixing in any position to floors, walls and ceilings including laying in trenches and
fixing in chases, ducts, false ceilings and similar positions, and wrapping with
protective tapes where required.
40/3
40 | FIRE SERVICES | [10 empty] | 40
SPECIAL CONDITIONS (CONT'D)
Rates for in-line |  |  | SC40.09 | [6 empty] | The rates for in-line pipework equipment (e.g. valves, mechanical flow meters, gauges,
pipework |  |  | strainers and the like) shall further include for : -
equipment
(a) | [11 empty] | Cutting and jointing to pipes and fittings.
(b) | [11 empty] | Stripping down repacking glands and preparing spindles, as appropriate, prior to
installation.
Rates for fire |  |  | SC40.10 | [6 empty] | The rates for fire alarm call points, fire alarm bell points, visual fire alarm points, smoke
alarm call points, |  |  |  | detector points and heat detector points shall further include for fire alarm push buttons, fire
fire alarm bell |  |  | alarm bells, visual fire alarm, smoke detectors, heat detectors, re-programming
points, visual fire |  |  |  | work of existing addressable fire control/ indication panel and all necessary accessories
alarm, smoke |  |  | for connection to the fire alarm control/ indication panel or the fire alarm system.
detector points and |  |  |  | The cables and cable containment shall be measured separately and paid for at
heat detector points |  |  |  |  | appropriate rates under this Section and Sections 28 to 30.
Rates for sprinkler |  |  |  | SC40.11 | [5 empty] | The rates for sprinkler points and dry pendant sprinkler points shall further include for
points and dry |  |  | sprinkler heads, arm pipes and all necessary accessories. The range pipes, distribution
pendant sprinkler |  |  |  | pipe, draining/ re-fill the sprinkler system and tee-off from existing sprinkler system shall
points | be measured separately and paid for at appropriate rates under this Section.
Rates for control/ |  |  |  | SC40.12 | [5 empty] | Control/ indicating panel shall be measured on the basis of complete unit monitoring and
indicating panels |  |  |  | controlling the number of zones/ points as specified. The rates for control/ indicating panels
shall further include for all necessary relays, indicating lamps, push button package and selector
switches. The cables and cable containment to external equipment or existing panel shall be
measured separately and paid for at appropriate rates under Sections 27 to 30.
Rates for |  |  | SC40.13 | [6 empty] | The rates for equipment shall further include for : -
equipment
(a) | [11 empty] | All necessary assembly, orientation, alignment, levelling and bolting down,
together with the provision of shims and packing pieces, the clocking of couplings
between drivers and rotating equipment, strainers, instrumentation and the like.
(b) | [11 empty] | Supporting frames.
(c) | [11 empty] | Connections including flexible joints between pipework and equipment.
(d) | [11 empty] | Flexible connections and anti-vibration connections between pipework and
equipment.
(e) | [11 empty] | All necessary operational and control accessories (e.g. valves, gauges, mechanical
flow meters, indicating lamps and the like) forming part of the equipment, connection
and termination.
40/4
40 | FIRE SERVICES | [10 empty] | 40
SPECIAL CONDITIONS (CONT'D)
Rates for |  |  | SC40.13 | [6 empty] | (f) |  | Final connection and terminations to electrical supply, fire alarm, control, monitoring,
equipment |  |  | (Cont'd) | [6 empty] | interfacing and water supply including cables, wirings, conduits, trunkings, cable trays,
(Cont'd) |  |  | fuses, control boxes, short lengths of pipework and necessary accessories required for
energizing the equipment to properly operate at specified duties.
(g) | [11 empty] | Anti-vibration mountings for machinery, equipment and apparatus of all kinds and
the like to be supplied and installed by the Contractor.
(h) | [11 empty] | Anti-vibration materials and sound insulating materials in equipment, apparatus of
all kinds and machinery bases.
(i) | [11 empty] | Motor starters (if motors in the equipment require motor starters).
(j) | [11 empty] | Earth/ equipotential bonding as specified.
Rates for heat |  |  | SC40.14 | [6 empty] | The rates for heat resistant cables and low smoke zero halogen cables shall further include
resistant cables and |  |  |  |  | for : -
low smoke zero
halogen cables |  |  | (a) | [8 empty] | Laying or fixing in different locations, such as drawing into underground pipe
ducts, laying or drawing into trunkings, drawing into conduits, suspending from
insulators or catenaries, wrapping around equipment.
(b) | [11 empty] | In case of cables drawn into existing conduits, existing ducts or existing trunkings,
removing and putting back existing covers, existing inspection lids and the like.
(c) | [11 empty] | Making cable-joints.
(d) | [11 empty] | Determining circuits, lacing into circuit groups and provision of draw wires, draw
cables and the like as required.
(e) | [11 empty] | All necessary fixings complete with accessories and fittings as required.
(f) | [11 empty] | Provision of all sleeves for casting in or building in where cables pass through
slabs, walls or beams and caulking between cable and sleeve where required.
Rates for "Take |  |  | SC40.15 | [6 empty] | The rates for "Take down and clear away" or " Take down and set aside for re-use"
down and clear |  |  | existing items in connection with fire services installation shall further include for : -
away" or "Take
down and set aside |  |  |  | (a) | [7 empty] | All in-line fittings including brackets, supports, hangers and the like.
for re-use"
(b) | [11 empty] | Cutting into existing pipework and the like in position.
(c) | [11 empty] | Plugging off remaining ends with plugs or caps as required.
(d) | [11 empty] | Preparing remaining ends of pipework and building services works
(if any) to receive connections with new work if required.
(e) | [11 empty] | In the case of equipment and the like, taking down all associated pipework
and/ or building services works.
(f) | [11 empty] | Making good all works disturbed.
40/5
40 | FIRE SERVICES | [10 empty] | 40
SPECIAL CONDITIONS (CONT'D)
Particular |  |  | SC40.16 | [6 empty] | The Particular Specification for fire services installation can be found in the Contract.
Specification
40/6
40 | FIRE SERVICES | [10 empty] | 40
Item | Item
AUTOMATIC/ MANUAL FIRE ALARM SYSTEM
Take | [24 empty] | Take
Supply | [22 empty] | down |  | down |  | Fix
Automatic/ manual fire alarm points c/w re-programming work of existing addressable | [17 empty] | and |  |  |  |  | and |  | and set |  | only
fire control panel, if necessary, and all necessary mounting accessories and connected | [17 empty] | fix |  |  |  |  | clear |  | aside for
to the fire alarm control panel | [9 empty] | away | [14 empty] | re-use
A | [22 empty] | B |  | C |  | D
Each |  |  | $ | [19 empty] | $ |  | $ |  | $
40001 | Fire alarm call point with break glass type alarm push c/w metal hammer and chains ....................................................... | [17 empty] | 365.96 |  |  |  | 15.09 |  |  | 16.17 | 79.75 |  | 40001
40002 | Weatherproof type fire alarm call point with break glass type alarm push c/w metal hammer and chains ......................... | [17 empty] | 494.05 |  |  |  | 15.09 |  |  | 16.17 | 79.75 |  | 40002
40003 | Fire alarm call point with break glass type alarm push c/w metal hammer and chains, addressable type............................ | [17 empty] | 759.36 |  |  |  | 24.24 |  |  | 43.85 | 111.02 |  | 40003
40004 | Weatherproof type fire alarm call point with break glass type alarm push c/w
metal hammer and chains, addressable type........................................................................................................................... | [18 empty] | 830.55 |  |  |  | 24.24 |  |  | 43.85 | 111.02 |  | 40004
40005 | Fire alarm bell point; 150 - 250 mm diameter........................................................................................................................ | [17 empty] | 569.91 |  |  |  | 15.09 |  |  | 16.17 | 79.75 |  | 40005
40006 | Weatherproof type fire alarm bell point; 150 - 250 mm diameter......................................................................................... | [17 empty] | 767.59 |  |  |  | 15.09 |  |  | 16.17 | 79.75 |  | 40006
40007 | Smoke detector point, ionization type.................................................................................................................................... | [17 empty] | 518.06 |  |  |  | 21.56 |  |  | 23.71 | 79.75 |  | 40007
40008 | Smoke detector point c/w remote indicator, ionization type.................................................................................................. | [17 empty] | 824.97 |  |  |  | 53.90 |  |  | 58.20 | 233.89 |  | 40008
40009 | Smoke detector point; addressable type, ionization type....................................................................................................... | [17 empty] | 1,080.00 |  |  |  | 30.19 |  |  | 31.26 | 111.02 |  | 40009
40010 | Smoke detector point, optical type.......................................................................................................................................... | [17 empty] | 518.06 |  |  |  | 15.09 |  |  | 16.17 | 79.75 |  | 40010
40011 | Smoke detector point c/w remote indicator, optical type....................................................................................................... | [17 empty] | 824.97 |  |  |  | 53.90 |  |  | 58.20 | 233.89 |  | 40011
40012 | Smoke detector point; addressable type, optical type............................................................................................................ | [17 empty] | 1,099.19 |  |  |  | 24.24 |  |  | 43.85 | 111.02 |  | 40012
40013 | Heat detector point; fixed temperature type, Class A2........................................................................................................... | [17 empty] | 487.88 |  |  |  | 15.09 |  |  | 16.17 | 79.75 |  | 40013
40014 | Heat detector point; fixed temperature type, Class BR or CR............................................................................................... | [17 empty] | 487.88 |  |  |  | 15.09 |  |  | 16.17 | 79.75 |  | 40014
40015 | Heat detector point; fixed temperature type, Class CS, DS, ES, FS or GS............................................................................ | [17 empty] | 487.88 |  |  |  | 15.09 |  |  | 16.17 | 79.75 |  | 40015
40016 | Heat detector point; fixed temperature type; addressable type, Class A2............................................................................. | [17 empty] | 1,072.24 |  |  |  | 24.24 |  |  | 43.85 | 111.02 |  | 40016
40017 | Heat detector point: fixed temperature type, addressable type, Class BR or CR.................................................................. | [17 empty] | 1,072.24 |  |  |  | 24.24 |  |  | 43.85 | 111.02 |  | 40017
40018 | Heat detector point; fixed temperature type; addressable type, Class CS, DS, ES, FS or GS............................................... | [17 empty] | 1,072.24 |  |  |  | 24.24 |  |  | 43.85 | 111.02 |  | 40018
40019 | Heat detector point c/w remote indicator, Class A2............................................................................................................... | [17 empty] | 788.03 |  |  |  | 53.90 |  |  | 58.20 | 233.89 |  | 40019
40020 | Heat detector point c/w remote indicator, Class BR or CR................................................................................................... | [17 empty] | 788.03 |  |  |  | 53.90 |  |  | 58.20 | 233.89 |  | 40020
40021 | Heat detector point c/w remote indicator, Class CS, DS, ES, FS or GS................................................................................ | [17 empty] | 788.03 |  |  |  | 53.90 |  |  | 58.20 | 233.89 |  | 40021
40022 | Heat detector point; rate of rise temperature type, Class A2.................................................................................................. | [17 empty] | 524.61 |  |  |  | 15.09 |  |  | 16.17 | 79.75 |  | 40022
40023 | Heat detector point; rate of rise temperature type, Class BR or CR...................................................................................... | [17 empty] | 524.61 |  |  |  | 15.09 |  |  | 16.17 | 79.75 |  | 40023
40/7
40 | FIRE SERVICES | [10 empty] | 40
Item | Item
AUTOMATIC/ MANUAL FIRE ALARM SYSTEM (CONT'D)
Take | [24 empty] | Take
Supply | [22 empty] | down |  | down |  | Fix
Automatic/ manual fire alarm points c/w re-programming work of existing addressable | [17 empty] | and |  |  |  |  | and |  | and set |  | only
fire control panel, if necessary, and all necessary mounting accessories and connected | [17 empty] | fix |  |  |  |  | clear |  | aside for
to the fire alarm control panel (cont'd) | [9 empty] | away | [14 empty] | re-use
A | [22 empty] | B |  | C |  | D
Each |  |  | $ | [19 empty] | $ |  | $ |  | $
40024 | Heat detector point; rate of rise temperature type, CS, DS, ES, FS or GS............................................................................. | [17 empty] | 524.61 |  |  |  | 15.09 |  |  | 16.17 | 79.75 |  | 40024
40025 | Heat detector point; rate of rise temperature type; addressable type, Class A2..................................................................... | [17 empty] | 1,072.24 |  |  |  | 24.24 |  |  | 43.85 | 111.02 |  | 40025
40026 | Heat detector point; rate of rise temperature type; addressable type, Class BR or CR......................................................... | [17 empty] | 1,072.24 |  |  |  | 24.24 |  |  | 43.85 | 111.02 |  | 40026
40027 | Heat detector point; rate of rise temperature type; addressable type, CS, DS, ES, FS or GS................................................ | [17 empty] | 1,072.24 |  |  |  | 24.24 |  |  | 43.85 | 111.02 |  | 40027
40028 | Heat detector point; combined rate of rise and fixed temperature type, Class A2................................................................ | [17 empty] | 694.64 |  |  |  | 15.09 |  |  | 16.17 | 79.75 |  | 40028
40029 | Heat detector point; combined rate of rise and fixed temperature type, Class BR or CR..................................................... | [17 empty] | 694.64 |  |  |  | 15.09 |  |  | 16.17 | 79.75 |  | 40029
40030 | Heat detector point; combined rate of rise and fixed temperature type, CS, DS, ES, FS or GS........................................... | [17 empty] | 694.64 |  |  |  | 15.09 |  |  | 16.17 | 79.75 |  | 40030
40031 | Heat detector point; combined rate of rise and temp. type; addressable type, Class A2....................................................... | [17 empty] | 1,164.53 |  |  |  | 24.24 |  |  | 43.85 | 111.02 |  | 40031
40032 | Heat detector point; combined rate of rise and temp. type; addressable type, Class BR or CR............................................ | [17 empty] | 1,164.53 |  |  |  | 24.24 |  |  | 43.85 | 111.02 |  | 40032
40033 | Heat detector point; combined rate of rise and temp. type; addressable type, Class CS, DS,
ES, FS, or GS........................................................................................................................................................................... | [18 empty] | 1,164.53 |  |  |  | 24.24 |  |  | 43.85 | 111.02 |  | 40033
40034 | Intrinsically safe heat detector point, Class A2...................................................................................................................... | [17 empty] | 1,364.43 |  |  |  | 21.56 |  |  | 23.71 | 118.57 |  | 40034
40035 | Intrinsically safe heat detector point, Class BR or CR........................................................................................................... | [17 empty] | 1,424.77 |  |  |  | 21.56 |  |  | 23.71 | 118.57 |  | 40035
40036 | Intrinsically safe heat detector point, Class CS, DS, ES, FS, or GS...................................................................................... | [17 empty] | 1,424.77 |  |  |  | 21.56 |  |  | 23.71 | 118.57 |  | 40036
40037 | Intrinsically safe smoke detector point................................................................................................................................... | [17 empty] | 1,672.53 |  |  |  | 21.56 |  |  | 23.71 | 118.57 |  | 40037
40038 | Multi-sensor detector with 2 sensing elements (i.e. optical + heat)....................................................................................... | [17 empty] | 2,405.12 |  |  |  | 15.09 |  |  | 16.17 | 79.75 |  | 40038
40039 | Probe unit................................................................................................................................................................................ | [17 empty] | 2,185.42 |  |  |  | 15.09 |  |  | 16.17 | 79.75 |  | 40039
40040 | Interface control point c/w control module, relay and all necessary accessories................................................................... | [17 empty] | 878.46 |  |  |  | 15.09 |  |  | 16.17 | 79.75 |  | 40040
40041 | Remote indicator for smoke/ heat detector c/w interconnecting wiring and conduits ......................................................... | [17 empty] | 255.42 |  |  |  | 36.64 |  |  | 42.04 | 149.82 |  | 40041
40042 | Weatherproof remote indicator for smoke/ heat detector c/w interconnecting wiring and
conduits .................................................................................................................................................................................. | [18 empty] | 453.47 |  |  |  | 36.64 |  |  | 42.04 | 149.82 |  | 40042
40043 | End of line tester..................................................................................................................................................................... | [17 empty] | 177.69 |  |  |  | 19.39 |  |  | 21.56 | 88.39 |  | 40043
40044 | Visual fire alarm point............................................................................................................................................................ | [17 empty] | 785.18 |  |  |  | 50.67 |  |  | 59.28 | 212.33 |  | 40044
40045 | Weatherproof type visual fire alarm point.............................................................................................................................. | [17 empty] | 949.20 |  |  |  | 50.67 |  |  | 59.28 | 212.33 |  | 40045
40046 | Additional contactor/ relay/ electronic components in the fire alarm panel for shut down
air-conditioning/ ventilation equipment ................................................................................................................................ | [18 empty] | 374.73 |  |  |  | 20.48 |  |  | 22.63 | 88.39 |  | 40046
40/8
40 | FIRE SERVICES | [10 empty] | 40
Item | Item
AUTOMATIC/ MANUAL FIRE ALARM SYSTEM (CONT'D)
Take | [24 empty] | Take
Supply | [22 empty] | down |  | down |  | Fix
Automatic/ manual fire alarm points c/w re-programming work of existing addressable | [17 empty] | and |  |  |  |  | and |  | and set |  | only
fire control panel, if necessary, and all necessary mounting accessories and connected | [17 empty] | fix |  |  |  |  | clear |  | aside for
to the fire alarm control panel (cont'd) | [9 empty] | away | [14 empty] | re-use
A | [22 empty] | B |  | C |  | D
Per lot |  |  | $ | [19 empty] | $ |  | $ |  | $
40047 | Provide direct link to the Fire Control Centre of Fire Services Department including all
terminating equipment at each end of the link and the first year rental charge..................................................................... | [18 empty] | 7,409.92 |  |  |  | - |  |  | - | - |  | 40047
Nickel-metal hydride battery c/w charger and metal box housing of the following
capacity : -
Each
40048 | n.e. 10 ampere hour................................................................................................................................................................. | [17 empty] | 1,010.44 |  |  |  | 18.33 |  |  | 20.48 | 121.81 |  | 40048
40049 | 10 - 20 ampere hour................................................................................................................................................................ | [17 empty] | 1,347.26 |  |  |  | 18.33 |  |  | 20.48 | 121.81 |  | 40049
40050 | 20 - 30 ampere hour................................................................................................................................................................ | [17 empty] | 1,684.07 |  |  |  | 18.33 |  |  | 20.48 | 121.81 |  | 40050
40051 | 30 - 40 ampere hour................................................................................................................................................................ | [17 empty] | 2,694.52 |  |  |  | 19.39 |  |  | 21.56 | 130.43 |  | 40051
40052 | 40 - 50 ampere hour................................................................................................................................................................ | [17 empty] | 4,041.78 |  |  |  | 19.39 |  |  | 21.56 | 130.43 |  | 40052
40053 | 50 - 60 ampere hour................................................................................................................................................................ | [17 empty] | 4,715.40 |  |  |  | 19.39 |  |  | 21.56 | 130.43 |  | 40053
Fire alarm control/ indicating panel c/w contacts/ auxiliary contacts for shut down of
A/ C & ventilation equipment, connection of fire link/ lift homing and all necessary
accessories (including design for the fire alarm control system, training & providing
all passwords) : -
Each
40054 | Panel of 4 zones or less........................................................................................................................................................... | [17 empty] | 5,052.22 |  |  |  | 50.67 |  |  | 53.90 | 288.87 |  | 40054
40055 | Ditto 5 - 8 zones...................................................................................................................................................................... | [17 empty] | 6,736.29 |  |  |  | 53.90 |  |  | 57.12 | 303.96 |  | 40055
40056 | Ditto 9 - 12 zones.................................................................................................................................................................... | [17 empty] | 9,046.83 |  |  |  | 57.12 |  |  | 60.36 | 323.36 |  | 40056
40057 | Ditto 13 - 18 zones.................................................................................................................................................................. | [17 empty] | 16,840.73 |  |  |  | 60.36 |  |  | 63.59 | 337.38 |  | 40057
40058 | Add to last item for each additional 4 zones or part thereof.................................................................................................. | [17 empty] | 2,008.15 |  |  |  | 3.43 |  |  | 6.13 | 15.09 |  | 40058
40/9
40 | FIRE SERVICES | [10 empty] | 40
Item | Item
AUTOMATIC/ MANUAL FIRE ALARM SYSTEM (CONT'D)
Take | [24 empty] | Take
Supply | [22 empty] | down |  | down |  | Fix
Intelligent addressable type fire alarm control/ indicating panel c/w contacts/ auxiliary | [17 empty] | and |  |  |  |  | and |  | and set |  | only
contacts for shut down of A/ C & ventilation equipment, connection of fire link/ lift | [17 empty] | fix |  |  |  |  | clear |  | aside for
homing and all necessary accessories (including design for the fire alarm control | [16 empty] | away | [7 empty] | re-use
system, training & providing all passwords) : -
A | [22 empty] | B |  | C |  | D
Each |  |  | $ | [19 empty] | $ |  | $ |  | $
40059 | Panel of 50 points or less........................................................................................................................................................ | [17 empty] | 16,840.73 |  |  |  | 48.50 |  |  | 51.75 | 284.56 |  | 40059
40060 | Ditto 51 - 100 points............................................................................................................................................................... | [17 empty] | 20,208.88 |  |  |  | 58.20 |  |  | 65.76 | 336.29 |  | 40060
40061 | Ditto 101 - 150 points............................................................................................................................................................. | [17 empty] | 23,577.02 |  |  |  | 77.61 |  |  | 85.15 | 427.91 |  | 40061
40062 | Ditto 151 - 200 points............................................................................................................................................................. | [17 empty] | 26,945.17 |  |  |  | 87.31 |  |  | 95.93 | 481.80 |  | 40062
40063 | Add to last item for each additional 50 points or part thereof............................................................................................... | [17 empty] | 7,343.60 |  |  |  | 6.47 |  |  | 7.54 | 33.41 |  | 40063
40064 | System printer......................................................................................................................................................................... | [17 empty] | 2,031.13 |  |  |  | 5.39 |  |  | 6.47 | 48.50 |  | 40064
40/10
40 | FIRE SERVICES | [10 empty] | 40
Item | Item
SPRINKLER SYSTEM | [9 empty] | Take | [14 empty] | Take
Supply | [22 empty] | down |  | down |  | Fix
and | [22 empty] | and |  | and set |  | only
Sprinkler Point : - |  |  |  |  | fix | [17 empty] | clear |  | aside for
away | [24 empty] | re-use
A | [22 empty] | B |  | C |  | D
Each |  |  | $ | [19 empty] | $ |  | $ |  | $
40065 | Sprinkler head (quartzoid bulb type), 68°C / 93°C c/w cover plate/ protective guard (where
applicable), arm pipe, modification and connection to the existing distribution pipe/ range
pipe if necessary and all necessary accessories ..................................................................................................................... | [18 empty] | 194.04 |  |  |  | 25.86 |  |  | 29.12 | 85.15 |  | 40065
40066 | Sprinkler head (quartzoid bulb type), 68°C / 93°C for false ceiling, flush pattern, pendant type/ concealed
pendant type c/w adjustable chromium plated metal ceiling masking plate, arm pipe, modification and
connection to the existing distribution pipe/ range pipe if necessary and all necessary accessories ................................... | [18 empty] | 335.96 |  |  |  | 25.86 |  |  | 29.12 | 86.23 |  | 40066
40067 | Sprinkler head (fast response type) c/w cover plate/ protective guard (where applicable),
arm pipe, modification and connection to the existing distribution pipe/ range pipe if
necessary and all necessary accessories ................................................................................................................................. | [18 empty] | 225.09 |  |  |  | 25.86 |  |  | 29.12 | 85.15 |  | 40067
40068 | Sprinkler head (fast response type) for false ceiling, flush pattern, pendant type/ concealed pendant type
c/w adjustable chromium plated metal ceiling masking plate, arm pipe, modification and connection
to the existing distribution pipe/ range pipe if necessary and all necessary accessories ...................................................... | [18 empty] | 373.35 |  |  |  | 25.86 |  |  | 29.12 | 86.23 |  | 40068
40069 | Sprinkler head, dry pendent type (quartzoid bulb type) c/w cover plate, arm pipe,
modification and connection to the existing distribution pipe/ range pipe if necessary and
all necessary accessories ........................................................................................................................................................ | [18 empty] | 677.03 |  |  |  | 24.79 |  |  | 26.94 | 79.75 |  | 40069
40070 | Sprinkler head (quartzoid bulb type), quick response and vandal type suitable for cell of
prison, c/w cover plate, arm pipe, modification and connection to the existing distribution
pipe/ range pipe (where applicable) and all necessary accessories (the fusible element
assembly consistently breaks away when connected to 18.15 kg weight dropped 0.153 m) ............................................... | [18 empty] | 375.57 |  |  |  | 24.79 |  |  | 26.94 | 89.46 |  | 40070
40071 | Institutional style quick response flush pendent sprinkler c/w escutcheon plate and lock
ring, arm pipe, modification and connection to the existing distribution pipe/ range pipe if
necessary and all necessary accessories.................................................................................................................................. | [18 empty] | 786.00 |  |  |  | 24.79 |  |  | 26.94 | 89.46 |  | 40071
40072 | Institutional style quick response flush sidewall sprinkler c/w escutcheon plate and lock
ring, arm pipe, modification and connection to the existing distribution pipe/ range pipe if
necessary and all necessary accessories.................................................................................................................................. | [18 empty] | 872.66 |  |  |  | 24.79 |  |  | 26.94 | 89.46 |  | 40072
40073 | Cabinet for spare sprinkler...................................................................................................................................................... | [17 empty] | 1,010.44 |  |  |  | 6.47 |  |  | 7.54 | 11.85 |  | 40073
40074 | Sprinkler head guard............................................................................................................................................................... | [17 empty] | 202.09 |  |  |  | 7.54 |  |  | 8.63 | 12.94 |  | 40074
40075 | Sprinkler cover plate............................................................................................................................................................... | [17 empty] | 18.36 |  |  |  | 7.54 |  |  | 8.63 | 12.94 |  | 40075
Draining and refilling the sprinkler system : -
Each sprinkler system
40076 | Drain and refill the sprinkler system with all necessary accessories for AA&I works
controlled by the main control valve set. The formal process in suspension of the FS
system shall be included......................................................................................................................................................... | [18 empty] | 2,694.52 |  |  |  | - |  |  | - | - |  | 40076
40077 | Drain and refill the sprinkler system with all necessary accessories for AA&I works
controlled by the subsidiary control valve set. The formal process in suspension of the FS
system shall be included......................................................................................................................................................... | [18 empty] | 2,694.52 |  |  |  | - |  |  | - | - |  | 40077
40/11
40 | FIRE SERVICES | [10 empty] | 40
Item | Item
SPRINKLER SYSTEM (CONT'D) | [9 empty] | Take | [14 empty] | Take
Supply | [22 empty] | down |  | down |  | Fix
and | [22 empty] | and |  | and set |  | only
Sprinkler Point c/w 32 mm diameter sprinkler pipe connected from branch tee to sprinkler head : - | [17 empty] | fix |  |  |  |  | clear |  | aside for
away | [24 empty] | re-use
A | [22 empty] | B |  | C |  | D
Each |  |  | $ | [19 empty] | $ |  | $ |  | $
40078 | Sprinkler head (quartzoid bulb type), 68°C / 93°C c/w cover plate/ protective guard (where
applicable), arm pipe, modification and connection to the existing distribution pipe/ range
pipe if necessary and all necessary accessories ..................................................................................................................... | [18 empty] | 615.06 |  |  |  | 37.23 |  |  | 40.26 | 207.77 |  | 40078
40079 | Sprinkler head (quartzoid bulb type), 68°C / 93°C for false ceiling, flush pattern, pendant
type/ concealed pendant type, c/w adjustable chromium plated metal ceiling masking plate,
arm pipe, modification and connection to the existing distribution pipe/ range pipe if
necessary and all necessary accessories ................................................................................................................................. | [18 empty] | 756.98 |  |  |  | 37.23 |  |  | 40.26 | 208.94 |  | 40079
40080 | Sprinkler head (fast response type) c/w cover plate/ protective guard (where applicable),
arm pipe, modification and connection to the existing distribution pipe/ range pipe if
necessary and all necessary accessories ................................................................................................................................. | [18 empty] | 646.11 |  |  |  | 37.23 |  |  | 40.26 | 207.77 |  | 40080
40081 | Sprinkler head (fast response type) for false ceiling, flush pattern, pendant type/
concealed pendant type c/w adjustable chromium plated metal ceiling masking plate,
arm pipe, modification and connection to the existing distribution pipe/ range pipe if
necessary and all necessary accessories ................................................................................................................................. | [18 empty] | 794.37 |  |  |  | 37.23 |  |  | 40.26 | 208.94 |  | 40081
40082 | Sprinkler head, dry pendent type (quartzoid bulb type) c/w cover plate, arm pipe,
modification and connection to the existing distribution pipe/ range pipe if necessary and
all necessary accessories ........................................................................................................................................................ | [18 empty] | 1,098.06 |  |  |  | 35.01 |  |  | 38.68 | 201.55 |  | 40082
40083 | Sprinkler head (quartzoid bulb type), quick response and vandal type suitable for cell of
prison, c/w cover plate, arm pipe, modification and connection to the existing distribution
pipe/ range pipe (where applicable) and all necessary accessories (the fusible element
assembly consistently breaks away when connected to 18.15 kg weight dropped 0.153 m) ............................................... | [18 empty] | 796.59 |  |  |  | 36.35 |  |  | 38.93 | 211.21 |  | 40083
40084 | Institutional style quick response flush pendent sprinkler c/w escutcheon plate and lock
ring, arm pipe, modification and connection to the existing distribution pipe/ range pipe if
necessary and all necessary accessories.................................................................................................................................. | [18 empty] | 1,207.03 |  |  |  | 36.35 |  |  | 38.93 | 211.21 |  | 40084
40085 | Institutional style quick response flush sidewall sprinkler c/w escutcheon plate and lock
ring, arm pipe, modification and connection to the existing distribution pipe/ range pipe if
necessary and all necessary accessories.................................................................................................................................. | [18 empty] | 1,293.68 |  |  |  | 36.35 |  |  | 38.93 | 211.21 |  | 40085
40/12
40 | FIRE SERVICES | [10 empty] | 40
Item | Item
SPRINKLER SYSTEM (CONT'D)
Take | [24 empty] | Take
Sprinkler control valve set or subsidiary valve set c/w control wiring, all necessary accessories | [17 empty] | Supply |  |  |  |  | down |  | down |  | Fix
including valves, alarm valves, pressure gauges, pressure switch, water motor alarm gong | [17 empty] | and |  |  |  |  | and |  | and set |  | only
retardation chamber, flow switch, security devices with warning labels and serial number, | [17 empty] | fix |  |  |  |  | clear |  | aside for
tamper-proof electric switch to indicate valve operational mode including remote indication | [17 empty] | away | [6 empty] | re-use
valve operational on F.S. control panel, etc. : -
A | [22 empty] | B |  | C |  | D
Per set |  |  | $ | [19 empty] | $ |  | $ |  | $
40086 | 100 mm diameter.................................................................................................................................................................... | [17 empty] | 10,104.44 |  |  |  | 242.53 |  |  | 274.85 | 810.54 |  | 40086
40087 | 150 mm diameter.................................................................................................................................................................... | [17 empty] | 13,472.59 |  |  |  | 259.77 |  |  | 293.18 | 920.48 |  | 40087
40088 | Subsidiary stop valve.............................................................................................................................................................. | [17 empty] | 3,368.15 |  |  |  | 34.50 |  |  | 39.89 | 65.76 |  | 40088
Pre-action valve package c/w control wiring, swing check valve, gate valve, proper size
drain top, flow control valve, pressure gauges, alarm gong, detection control panel
with 72 hrs standby period, and all necessary accessories including remote indication
on F.S. control panel : -
T1 type
Each
40089 | Valve package for pipe of 80 mm diameter............................................................................................................................ | [17 empty] | 17,327.50 |  |  |  | 253.29 |  |  | 284.56 | 980.76 |  | 40089
40090 | Ditto 100 mm diameter........................................................................................................................................................... | [17 empty] | 19,619.92 |  |  |  | 271.62 |  |  | 302.87 | 1,125.65 |  | 40090
40091 | Ditto 150 mm diameter........................................................................................................................................................... | [17 empty] | 24,392.77 |  |  |  | 288.87 |  |  | 319.04 | 1,273.69 |  | 40091
T2 type
Each
40092 | Valve package for pipe of 80 mm diameter............................................................................................................................ | [17 empty] | 17,006.61 |  |  |  | 253.29 |  |  | 284.56 | 980.76 |  | 40092
40093 | Ditto 100 mm diameter........................................................................................................................................................... | [17 empty] | 19,883.00 |  |  |  | 271.62 |  |  | 302.87 | 1,125.65 |  | 40093
40094 | Ditto 150 mm diameter........................................................................................................................................................... | [17 empty] | 24,171.19 |  |  |  | 288.87 |  |  | 319.04 | 1,273.69 |  | 40094
Detection control for pre-action system : -
Each
40095 | Detection control panel for pre-action system c/w timer, valve trim box, solenoid valve,
pressure switches, charger and nickel cadmium battery, alarm bell and all necessary
accessories .............................................................................................................................................................................. | [18 empty] | 5,389.03 |  |  |  | 54.97 |  |  | 59.28 | 336.29 |  | 40095
40096 | Manual emergency push button station c/w cables, conduits (surface or concealed type) and
all necessary accessories including connection to the detection control panel..................................................................... | [18 empty] | 559.89 |  |  |  | 54.97 |  |  | 59.28 | 336.29 |  | 40096
40/13
40 | FIRE SERVICES | [10 empty] | 40
Item | Item
SPRINKLER SYSTEM (CONT'D)
Take | [24 empty] | Take
Supply | [22 empty] | down |  | down |  | Fix
Re-cycling pre-action valve package c/w control wiring, swing check valve, gate valve, | [17 empty] | and |  |  |  |  | and |  | and set |  | only
proper size drain top flow control valve, pressure gauges, alarm gong and all | [16 empty] | fix | [5 empty] | clear |  | aside for
necessary accessories including remote indication on F.S. control panel : - | [16 empty] | away | [7 empty] | re-use
A | [22 empty] | B |  | C |  | D
Each |  |  | $ | [19 empty] | $ |  | $ |  | $
40097 | Valve package for pipe of 80 mm diameter............................................................................................................................ | [17 empty] | 24,628.45 |  |  |  | 297.48 |  |  | 335.22 | 1,054.14 |  | 40097
40098 | Ditto 100 mm diameter........................................................................................................................................................... | [17 empty] | 28,669.61 |  |  |  | 320.12 |  |  | 356.76 | 1,174.86 |  | 40098
Detection control for re-cycling pre-action system : -
Each
40099 | Detection control panel for re-cycling pre-action c/w timer, valve trim box, solenoid valve,
pressure switches, charger and nickel cadmium battery for 72 hrs standby period, alarm bell
and all necessary accessories ................................................................................................................................................. | [18 empty] | 13,148.15 |  |  |  | 70.06 |  |  | 74.37 | 402.05 |  | 40099
40100 | Heat detector for re-cycling pre-action system c/w low smoke fire resisting cables and all
necessary accessories and connected to re-cycling pre-action detection panel..................................................................... | [18 empty] | 5,280.41 |  |  |  | 79.75 |  |  | 92.69 | 309.34 |  | 40100
40101 | Manual emergency push button station c/w cables, conduits (surface or concealed type) and
all necessary accessories including connection to the detection control panel..................................................................... | [18 empty] | 654.94 |  |  |  | 66.83 |  |  | 79.75 | 250.06 |  | 40101
Dry pipe system c/w air compressor unit, air maintenance device, air supply copper
pipes, pressure relief valve for air supply pipework, dryer or freezer for air supply
system, restrictor for air supply system, alarm valve, shut off valves, clush valve
mounting brackets, vibration eliminator to maintain system air pressure of 3.5 bar in
3 minutes, and testing facilities including quick-acting test valve : -
Each
40102 | System for protected area n.e. 50 m²...................................................................................................................................... | [17 empty] | 9,170.33 |  |  |  | 168.14 |  |  | 177.61 | 638.09 |  | 40102
40103 | System for protected area 50 m² - 100 m²............................................................................................................................... | [17 empty] | 14,790.22 |  |  |  | 171.37 |  |  | 181.09 | 643.47 |  | 40103
Sprinkler inlet : -
Each
40104 | Fire services sprinkler inlet..................................................................................................................................................... | [17 empty] | 1,684.07 |  |  |  | 54.97 |  |  | 58.20 | 121.81 |  | 40104
40/14
40 | FIRE SERVICES | [10 empty] | 40
Item | Item
HYDRANT/ HOSE REEL SYSTEM
Take | [24 empty] | Take
Supply | [22 empty] | down |  | down |  | Fix
and | [22 empty] | and |  | and set |  | only
fix | [22 empty] | clear |  | aside for
away | [24 empty] | re-use
A | [22 empty] | B |  | C |  | D
Each |  |  | $ | [19 empty] | $ |  | $ |  | $
40105 | 30 m long hos ereel c/w all necessary pipework and fittings including connection to the
existing hose reel system (pipe within 3 m from existing pipe and up to 32 mm diameter
shall be included, extra length measured separately) ............................................................................................................ | [18 empty] | 1,684.07 |  |  |  | 71.14 |  |  | 76.54 | 394.50 |  | 40105
40106 | Metal box for hose reel nozzle c/w glass front panel............................................................................................................. | [17 empty] | 269.45 |  |  |  | 8.40 |  |  | 8.96 | 15.09 |  | 40106
40107 | Drain and refill the hydrant/ hose reel system for execution of work for wet system .......................................................... | [17 empty] | 2,694.52 |  |  |  | - |  |  | - | - |  | 40107
40108 | Hydrant outlet (single) c/w all necessary fitting including connection to the existing hydrant
system (pipe work measured separately) ............................................................................................................................... | [18 empty] | 1,347.26 |  |  |  | 54.97 |  |  | 57.12 | 199.40 |  | 40108
40109 | Pedestal type cast iron. round head external street hydrant outlet c/w all necessary fitting
including connection to the existing hydrant system (pipe work measured separately) ...................................................... | [18 empty] | 336.81 |  |  |  | 114.25 |  |  | 142.28 | 448.39 |  | 40109
40110 | Fire Services inlet twin type.................................................................................................................................................... | [17 empty] | 1,684.07 |  |  |  | 54.97 |  |  | 57.12 | 120.73 |  | 40110
40111 | Parity valve (all sizes)............................................................................................................................................................. | [17 empty] | 2,020.89 |  |  |  | 37.72 |  |  | 44.19 | 70.06 |  | 40111
40112 | Street hydrant outlet (single) c/w all necessary fitting including connection to existing
hydrant system (pipework measured separately) ................................................................................................................... | [18 empty] | 1,274.58 |  |  |  | 68.98 |  |  | 74.37 | 315.82 |  | 40112
40113 | Ditto (twin outlet).................................................................................................................................................................... | [17 empty] | 1,434.91 |  |  |  | 74.37 |  |  | 79.75 | 381.55 |  | 40113
40114 | Metal identification plate for F.S. inlet leather & lock for F.S. inlet..................................................................................... | [17 empty] | 75.13 |  |  |  | 7.54 |  |  | 8.63 | 15.09 |  | 40114
40115 | Direct reading flowmeter........................................................................................................................................................ | [17 empty] | 9,212.00 |  |  |  | 42.04 |  |  | 43.12 | 82.99 |  | 40115
40116 | Pressure reducing valve set..................................................................................................................................................... | [17 empty] | 1,167.07 |  |  |  | 37.72 |  |  | 44.19 | 70.06 |  | 40116
40117 | Carry out test on water pressure and flow at pedestal street hydrant installed by others using
calibrated equipment. ............................................................................................................................................................. | [18 empty] | 3,058.58 |  |  |  | - |  |  | - | - |  | 40117
40/15
40 | FIRE SERVICES | [10 empty] | 40
Item | Item
PIPE WORK AND PUMPS | [9 empty] | Take | [14 empty] | Take
Supply | [22 empty] | down |  | down |  | Fix
and | [22 empty] | and |  | and set |  | only
Galvanized steel pipes c/w all necessary accessories for fire services system : - | [16 empty] | fix | [5 empty] | clear |  | aside for
away | [24 empty] | re-use
A | [22 empty] | B |  | C |  | D
Per linear metre |  |  |  |  | $ | [17 empty] | $ |  | $ |  | $
40118 | 25 mm diameter....................................................................................................................................................................... | [17 empty] | 134.73 |  |  |  | 2.97 |  |  | 3.51 | 38.80 |  | 40118
40119 | 32 mm diameter....................................................................................................................................................................... | [17 empty] | 168.41 |  |  |  | 3.46 |  |  | 3.82 | 40.98 |  | 40119
40120 | 40 mm diameter....................................................................................................................................................................... | [17 empty] | 188.62 |  |  |  | 3.63 |  |  | 4.20 | 44.19 |  | 40120
40121 | 50 mm diameter....................................................................................................................................................................... | [17 empty] | 235.77 |  |  |  | 4.14 |  |  | 4.61 | 51.75 |  | 40121
40122 | 65 mm diameter....................................................................................................................................................................... | [17 empty] | 269.45 |  |  |  | 4.64 |  |  | 5.29 | 58.20 |  | 40122
40123 | 80 mm diameter....................................................................................................................................................................... | [17 empty] | 370.50 |  |  |  | 5.39 |  |  | 6.47 | 65.76 |  | 40123
40124 | 100 mm diameter.................................................................................................................................................................... | [17 empty] | 437.86 |  |  |  | 6.38 |  |  | 6.72 | 85.15 |  | 40124
40125 | 150 mm diameter.................................................................................................................................................................... | [17 empty] | 606.27 |  |  |  | 9.70 |  |  | 10.77 | 112.10 |  | 40125
40126 | 200 mm diameter.................................................................................................................................................................... | [17 empty] | 1,010.44 |  |  |  | 11.85 |  |  | 14.01 | 136.90 |  | 40126
Ductile steel pipe c/w all necessary accessories for fire services system : -
Per linear metre
40127 | 150 mm diameter.................................................................................................................................................................... | [17 empty] | 855.93 |  |  |  | 7.24 |  |  | 7.89 | 88.39 |  | 40127
40128 | 200 mm diameter.................................................................................................................................................................... | [17 empty] | 1,618.12 |  |  |  | 8.63 |  |  | 9.70 | 111.02 |  | 40128
40129 | 250 mm diameter.................................................................................................................................................................... | [17 empty] | 2,380.31 |  |  |  | 10.77 |  |  | 11.85 | 117.48 |  | 40129
Underground ductile steel pipe c/w all necessary accessories for fire services system : -
Per linear metre
40130 | 150 mm diameter.................................................................................................................................................................... | [17 empty] | 1,163.96 |  |  |  | 5.54 |  |  | 5.90 | 71.14 |  | 40130
40131 | 200 mm diameter.................................................................................................................................................................... | [17 empty] | 1,557.85 |  |  |  | 6.76 |  |  | 7.13 | 87.31 |  | 40131
40132 | 250 mm diameter.................................................................................................................................................................... | [17 empty] | 1,951.74 |  |  |  | 8.10 |  |  | 8.61 | 104.55 |  | 40132
40/16
40 | FIRE SERVICES | [10 empty] | 40
Item | Item
PIPE WORK AND PUMPS (CONT'D) | [11 empty] | Take | [12 empty] | Take
Supply | [22 empty] | down |  | down |  | Fix
and | [22 empty] | and |  | and set |  | only
Tee off from Existing pipework : - | [9 empty] | fix | [12 empty] | clear |  | aside for
away | [24 empty] | re-use
A | [22 empty] | B |  | C |  | D
Each |  |  | $ | [19 empty] | $ |  | $ |  | $
40133 | 32 mm diameter....................................................................................................................................................................... | [17 empty] | 180.74 |  |  |  | - |  |  | - | 106.72 |  | 40133
40134 | 40 mm diameter....................................................................................................................................................................... | [17 empty] | 199.32 |  |  |  | - |  |  | - | 119.65 |  | 40134
40135 | 50 mm diameter....................................................................................................................................................................... | [17 empty] | 241.77 |  |  |  | - |  |  | - | 130.43 |  | 40135
40136 | 65 mm diameter....................................................................................................................................................................... | [17 empty] | 301.28 |  |  |  | - |  |  | - | 173.55 |  | 40136
40137 | 80 mm diameter....................................................................................................................................................................... | [17 empty] | 348.66 |  |  |  | - |  |  | - | 209.11 |  | 40137
40138 | 100 mm diameter.................................................................................................................................................................... | [17 empty] | 479.18 |  |  |  | - |  |  | - | 294.25 |  | 40138
40139 | 150 mm diameter.................................................................................................................................................................... | [17 empty] | 768.52 |  |  |  | - |  |  | - | 385.87 |  | 40139
40140 | 200 mm diameter.................................................................................................................................................................... | [17 empty] | 1,188.15 |  |  |  | - |  |  | - | 673.68 |  | 40140
40141 | 250 mm diameter.................................................................................................................................................................... | [17 empty] | 1,741.11 |  |  |  | - |  |  | - | 833.18 |  | 40141
Gate valve c/w padlock (where applicable) and all necessary accessories : -
Each
40142 | 25 mm diameter....................................................................................................................................................................... | [17 empty] | 151.62 |  |  |  | 22.62 |  |  | 27.21 | 36.64 |  | 40142
40143 | 32 mm diameter....................................................................................................................................................................... | [17 empty] | 190.93 |  |  |  | 23.06 |  |  | 27.67 | 40.98 |  | 40143
40144 | 40 mm diameter....................................................................................................................................................................... | [17 empty] | 230.25 |  |  |  | 23.66 |  |  | 28.14 | 44.19 |  | 40144
40145 | 50 mm diameter....................................................................................................................................................................... | [17 empty] | 279.28 |  |  |  | 24.79 |  |  | 29.12 | 47.42 |  | 40145
40146 | 65 mm diameter....................................................................................................................................................................... | [17 empty] | 873.07 |  |  |  | 25.86 |  |  | 30.19 | 49.59 |  | 40146
40147 | 80 mm diameter....................................................................................................................................................................... | [17 empty] | 1,004.99 |  |  |  | 28.03 |  |  | 32.33 | 52.81 |  | 40147
40148 | 100 mm diameter.................................................................................................................................................................... | [17 empty] | 1,364.15 |  |  |  | 30.19 |  |  | 34.50 | 58.20 |  | 40148
40149 | 150 mm diameter.................................................................................................................................................................... | [17 empty] | 2,126.24 |  |  |  | 39.89 |  |  | 50.67 | 78.68 |  | 40149
40150 | 200 mm diameter.................................................................................................................................................................... | [17 empty] | 3,658.12 |  |  |  | 49.59 |  |  | 57.12 | 99.17 |  | 40150
40151 | 250 mm diameter.................................................................................................................................................................... | [17 empty] | 5,512.91 |  |  |  | 58.20 |  |  | 63.59 | 115.33 |  | 40151
40/17
40 | FIRE SERVICES | [10 empty] | 40
Item | Item
PIPE WORK AND PUMPS (CONT'D) | [11 empty] | Take | [12 empty] | Take
Supply | [22 empty] | down |  | down |  | Fix
and | [22 empty] | and |  | and set |  | only
Gate valve for sprinkler system c/w tamper-proof electric switch to indicate valve | [16 empty] | fix | [5 empty] | clear |  | aside for
operational mode including remote indication on F.S. control panel : - | [16 empty] | away | [7 empty] | re-use
A | [22 empty] | B |  | C |  | D
Each |  |  | $ | [19 empty] | $ |  | $ |  | $
40152 | 32 mm diameter....................................................................................................................................................................... | [17 empty] | 751.28 |  |  |  | 37.67 |  |  | 43.08 | 122.88 |  | 40152
40153 | 40 mm diameter....................................................................................................................................................................... | [17 empty] | 799.22 |  |  |  | 38.23 |  |  | 43.52 | 125.04 |  | 40153
40154 | 50 mm diameter....................................................................................................................................................................... | [17 empty] | 872.78 |  |  |  | 39.16 |  |  | 44.48 | 129.34 |  | 40154
40155 | 65 mm diameter....................................................................................................................................................................... | [17 empty] | 1,666.17 |  |  |  | 40.98 |  |  | 46.35 | 132.58 |  | 40155
40156 | 80 mm diameter....................................................................................................................................................................... | [17 empty] | 1,931.26 |  |  |  | 42.04 |  |  | 47.42 | 134.73 |  | 40156
40157 | 100 mm diameter.................................................................................................................................................................... | [17 empty] | 2,266.82 |  |  |  | 44.19 |  |  | 49.59 | 139.04 |  | 40157
40158 | 150 mm diameter.................................................................................................................................................................... | [17 empty] | 3,484.32 |  |  |  | 53.90 |  |  | 60.36 | 160.60 |  | 40158
40159 | 200 mm diameter.................................................................................................................................................................... | [17 empty] | 4,875.09 |  |  |  | 63.59 |  |  | 71.14 | 180.00 |  | 40159
Globe valve : -
Each
40160 | 25 mm diameter....................................................................................................................................................................... | [17 empty] | 157.11 |  |  |  | 21.56 |  |  | 25.86 | 36.64 |  | 40160
40161 | 32 mm diameter....................................................................................................................................................................... | [17 empty] | 211.92 |  |  |  | 25.87 |  |  | 30.89 | 40.98 |  | 40161
40162 | 40 mm diameter....................................................................................................................................................................... | [17 empty] | 296.33 |  |  |  | 26.45 |  |  | 31.34 | 44.19 |  | 40162
40163 | 50 mm diameter....................................................................................................................................................................... | [17 empty] | 421.73 |  |  |  | 27.43 |  |  | 32.40 | 47.42 |  | 40163
40164 | 65 mm diameter....................................................................................................................................................................... | [17 empty] | 1,022.58 |  |  |  | 28.03 |  |  | 33.06 | 51.75 |  | 40164
40165 | 80 mm diameter....................................................................................................................................................................... | [17 empty] | 1,301.94 |  |  |  | 28.63 |  |  | 33.69 | 54.97 |  | 40165
40166 | 100 mm diameter.................................................................................................................................................................... | [17 empty] | 1,590.08 |  |  |  | 33.27 |  |  | 38.21 | 68.98 |  | 40166
40167 | 150 mm diameter.................................................................................................................................................................... | [17 empty] | 3,314.77 |  |  |  | 43.06 |  |  | 49.33 | 90.53 |  | 40167
40168 | 200 mm diameter.................................................................................................................................................................... | [17 empty] | 5,604.08 |  |  |  | 53.09 |  |  | 60.76 | 112.10 |  | 40168
40169 | 250 mm diameter.................................................................................................................................................................... | [17 empty] | 7,682.50 |  |  |  | 60.89 |  |  | 67.12 | 130.43 |  | 40169
40/18
40 | FIRE SERVICES | [10 empty] | 40
Item | Item
PIPE WORK AND PUMPS (CONT'D) | [11 empty] | Take | [12 empty] | Take
Supply | [22 empty] | down |  | down |  | Fix
and | [22 empty] | and |  | and set |  | only
Globe valve for sprinkler system c/w tamper-proof electric switch to indicate valve | [17 empty] | fix |  |  |  |  | clear |  | aside for
operational mode including remote indication on F.S. control panel : - | [16 empty] | away | [7 empty] | re-use
A | [22 empty] | B |  | C |  | D
Each |  |  | $ | [19 empty] | $ |  | $ |  | $
40170 | 32 mm diameter....................................................................................................................................................................... | [17 empty] | 745.70 |  |  |  | 37.67 |  |  | 43.08 | 122.88 |  | 40170
40171 | 40 mm diameter....................................................................................................................................................................... | [17 empty] | 802.59 |  |  |  | 38.23 |  |  | 43.53 | 125.04 |  | 40171
40172 | 50 mm diameter....................................................................................................................................................................... | [17 empty] | 925.83 |  |  |  | 39.16 |  |  | 44.48 | 129.34 |  | 40172
40173 | 65 mm diameter....................................................................................................................................................................... | [17 empty] | 1,800.58 |  |  |  | 40.98 |  |  | 46.35 | 132.58 |  | 40173
40174 | 80 mm diameter....................................................................................................................................................................... | [17 empty] | 2,023.76 |  |  |  | 42.04 |  |  | 47.42 | 134.73 |  | 40174
40175 | 100 mm diameter.................................................................................................................................................................... | [17 empty] | 2,492.37 |  |  |  | 44.19 |  |  | 49.59 | 139.04 |  | 40175
40176 | 150 mm diameter.................................................................................................................................................................... | [17 empty] | 4,085.79 |  |  |  | 53.90 |  |  | 60.36 | 160.60 |  | 40176
40177 | 200 mm diameter.................................................................................................................................................................... | [17 empty] | 6,255.43 |  |  |  | 63.59 |  |  | 71.14 | 180.00 |  | 40177
40178 | 250 mm diameter.................................................................................................................................................................... | [17 empty] | 8,344.74 |  |  |  | 67.90 |  |  | 78.68 | 198.32 |  | 40178
Non return valve : -
Each
40179 | 32 mm diameter....................................................................................................................................................................... | [17 empty] | 234.34 |  |  |  | 23.06 |  |  | 27.67 | 40.98 |  | 40179
40180 | 40 mm diameter....................................................................................................................................................................... | [17 empty] | 289.98 |  |  |  | 23.66 |  |  | 28.13 | 44.19 |  | 40180
40181 | 50 mm diameter....................................................................................................................................................................... | [17 empty] | 405.80 |  |  |  | 24.79 |  |  | 29.12 | 47.42 |  | 40181
40182 | 65 mm diameter....................................................................................................................................................................... | [17 empty] | 723.60 |  |  |  | 25.86 |  |  | 30.19 | 49.59 |  | 40182
40183 | 80 mm diameter....................................................................................................................................................................... | [17 empty] | 1,163.56 |  |  |  | 28.03 |  |  | 32.33 | 52.81 |  | 40183
40184 | 100 mm diameter.................................................................................................................................................................... | [17 empty] | 1,364.15 |  |  |  | 30.19 |  |  | 34.50 | 58.20 |  | 40184
40185 | 150 mm diameter.................................................................................................................................................................... | [17 empty] | 2,342.39 |  |  |  | 39.89 |  |  | 45.27 | 78.68 |  | 40185
40186 | 200 mm diameter.................................................................................................................................................................... | [17 empty] | 3,958.93 |  |  |  | 50.67 |  |  | 57.12 | 99.17 |  | 40186
40187 | 250 mm diameter.................................................................................................................................................................... | [17 empty] | 5,984.57 |  |  |  | 58.20 |  |  | 63.59 | 115.33 |  | 40187
40/19
40 | FIRE SERVICES | [10 empty] | 40
Item | Item
PIPE WORK AND PUMPS (CONT'D) | [11 empty] | Take | [12 empty] | Take
Supply | [22 empty] | down |  | down |  | Fix
and | [22 empty] | and |  | and set |  | only
Y-type strainer : - |  |  |  |  | fix | [17 empty] | clear |  | aside for
away | [24 empty] | re-use
A | [22 empty] | B |  | C |  | D
Each |  |  | $ | [19 empty] | $ |  | $ |  | $
40188 | 32 mm diameter....................................................................................................................................................................... | [17 empty] | 309.67 |  |  |  | 23.35 |  |  | 28.28 | 40.98 |  | 40188
40189 | 40 mm diameter....................................................................................................................................................................... | [17 empty] | 384.70 |  |  |  | 23.82 |  |  | 28.64 | 44.19 |  | 40189
40190 | 50 mm diameter....................................................................................................................................................................... | [17 empty] | 579.61 |  |  |  | 24.79 |  |  | 30.19 | 47.42 |  | 40190
40191 | 65 mm diameter....................................................................................................................................................................... | [17 empty] | 626.58 |  |  |  | 25.86 |  |  | 31.26 | 49.59 |  | 40191
40192 | 80 mm diameter....................................................................................................................................................................... | [17 empty] | 799.81 |  |  |  | 28.03 |  |  | 33.41 | 52.81 |  | 40192
40193 | 100 mm diameter.................................................................................................................................................................... | [17 empty] | 1,090.67 |  |  |  | 30.19 |  |  | 35.56 | 58.20 |  | 40193
40194 | 150 mm diameter.................................................................................................................................................................... | [17 empty] | 2,272.50 |  |  |  | 39.89 |  |  | 47.42 | 78.68 |  | 40194
40195 | 200 mm diameter.................................................................................................................................................................... | [17 empty] | 3,454.33 |  |  |  | 50.67 |  |  | 59.28 | 99.17 |  | 40195
40196 | 250 mm diameter.................................................................................................................................................................... | [17 empty] | 5,822.31 |  |  |  | 58.20 |  |  | 66.83 | 115.33 |  | 40196
Sluice valve, wedge type c/w spindle cap : -
Each
40197 | 150 mm diameter.................................................................................................................................................................... | [17 empty] | 2,390.13 |  |  |  | 40.98 |  |  | 47.42 | 80.83 |  | 40197
40198 | 200 mm diameter.................................................................................................................................................................... | [17 empty] | 3,758.29 |  |  |  | 50.67 |  |  | 59.28 | 101.32 |  | 40198
40199 | 250 mm diameter.................................................................................................................................................................... | [17 empty] | 5,813.50 |  |  |  | 59.28 |  |  | 66.83 | 116.41 |  | 40199
Puddle flange tank connector : -
Each
40200 | 100 mm diameter.................................................................................................................................................................... | [17 empty] | 762.65 |  |  |  | 33.41 |  |  | 38.80 | 62.52 |  | 40200
40201 | 150 mm diameter.................................................................................................................................................................... | [17 empty] | 876.12 |  |  |  | 44.19 |  |  | 50.67 | 85.15 |  | 40201
40202 | 200 mm diameter.................................................................................................................................................................... | [17 empty] | 1,148.66 |  |  |  | 54.97 |  |  | 63.59 | 107.79 |  | 40202
40203 | 250 mm diameter.................................................................................................................................................................... | [17 empty] | 1,545.47 |  |  |  | 63.59 |  |  | 71.14 | 125.04 |  | 40203
40/20
40 | FIRE SERVICES | [10 empty] | 40
Item | Item
PIPE WORK AND PUMPS (CONT'D) | [11 empty] | Take | [12 empty] | Take
Supply | [22 empty] | down |  | down |  | Fix
and | [22 empty] | and |  | and set |  | only
Sundries : - |  |  |  | fix | [18 empty] | clear |  | aside for
away | [24 empty] | re-use
A | [22 empty] | B |  | C |  | D
Each |  |  | $ | [19 empty] | $ |  | $ |  | $
40204 | Vortex inhibitor (all sizes)...................................................................................................................................................... | [17 empty] | 4,753.78 |  |  |  | 33.41 |  |  | 38.80 | 62.52 |  | 40204
40205 | Non-ferrous filter (all sizes).................................................................................................................................................... | [17 empty] | 1,967.41 |  |  |  | 31.26 |  |  | 36.64 | 54.97 |  | 40205
40206 | Air relief valve (all sizes)........................................................................................................................................................ | [17 empty] | 142.23 |  |  |  | 23.71 |  |  | 29.12 | 36.64 |  | 40206
40207 | Anti-pollution valve (all sizes)................................................................................................................................................ | [17 empty] | 797.86 |  |  |  | 28.03 |  |  | 33.41 | 48.50 |  | 40207
40208 | Pressure gauge (all sizes)........................................................................................................................................................ | [17 empty] | 264.92 |  |  |  | 23.71 |  |  | 29.12 | 36.64 |  | 40208
40209 | Oil dumped gauge for sprinkler system.................................................................................................................................. | [17 empty] | 446.85 |  |  |  | 24.79 |  |  | 30.19 | 39.89 |  | 40209
40210 | Electric alarm pressure switch c/w conduits (surface or concealed type), trunkings, cables for
connection to the fire alarm control/ indication panel and control equipment and all
accessories .............................................................................................................................................................................. | [18 empty] | 1,535.59 |  |  |  | 84.08 |  |  | 91.62 | 268.39 |  | 40210
40211 | Water alarm flow switch c/w conduits (surface or concealed type), trunkings, cables for
connection to the fire alarm control/ indication panel and control equipment and all
accessories .............................................................................................................................................................................. | [18 empty] | 770.02 |  |  |  | 89.46 |  |  | 99.17 | 302.87 |  | 40211
40212 | Subsidiary monitor stop valve set per zone c/w limit switch, conduits (surface or concealed
type), trunkings, cables for connection to the fire control indication panel and all
accessories .............................................................................................................................................................................. | [18 empty] | 2,571.52 |  |  |  | 95.93 |  |  | 103.48 | 293.18 |  | 40212
Centrifugal pump, horizontal split case type c/w drain and vent, orifice
plates, electrical wirings, connected to a power supply switch, control wirings &
associated conduit/ trunking, connected to and including start/ stop control panel in
the same room and installed on a concrete plinth : -
Each
40213 | Up to 5 kW.............................................................................................................................................................................. | [17 empty] | 60,626.63 |  |  |  | 144.43 |  |  | 165.99 | 795.47 |  | 40213
40214 | 5 - 10 kW................................................................................................................................................................................. | [17 empty] | 87,571.80 |  |  |  | 151.98 |  |  | 173.55 | 827.79 |  | 40214
40215 | 10 - 15 kW............................................................................................................................................................................... | [17 empty] | 87,571.80 |  |  |  | 159.53 |  |  | 181.09 | 856.88 |  | 40215
40216 | 15 - 20 kW............................................................................................................................................................................... | [17 empty] | 12,125.33 |  |  |  | 165.99 |  |  | 187.55 | 880.61 |  | 40216
(The actual rate should be : $121,253.30 for Item 40216A)
40217 | 20 - 25 kW............................................................................................................................................................................... | [17 empty] | 13,472.59 |  |  |  | 173.55 |  |  | 195.09 | 914.03 |  | 40217
(The actual rate should be : $134,725.90 for Item 40217A)
40218 | 25 - 30 kW............................................................................................................................................................................... | [17 empty] | 16,840.73 |  |  |  | 181.09 |  |  | 202.64 | 933.42 |  | 40218
(The actual rate should be : $168,407.30 for Item 40218A)
40219 | Add to last item for each additional 5 kW or part thereof...................................................................................................... | [17 empty] | 33,681.46 |  |  |  | 7.19 |  |  | 7.52 | 28.03 |  | 40219
40/21
40 | FIRE SERVICES | [10 empty] | 40
Item | Item
PIPE WORK AND PUMPS (CONT'D)
Take | [24 empty] | Take
Supply | [22 empty] | down |  | down |  | Fix
Centrifugal pump, end-suction type c/w drain and vent, orifice plates, | [16 empty] | and | [5 empty] | and |  | and set |  | only
electrical wirings, connected to a power supply switch, control wirings & associated | [17 empty] | fix |  |  |  |  | clear |  | aside for
conduit/ trunking, connected to and including start/ stop control panel in the same | [16 empty] | away | [7 empty] | re-use
room and installed on a concrete plinth : -
A | [22 empty] | B |  | C |  | D
Each |  |  | $ | [19 empty] | $ |  | $ |  | $
40220 | Up to 5 kW.............................................................................................................................................................................. | [17 empty] | 53,890.34 |  |  |  | 144.43 |  |  | 165.99 | 795.47 |  | 40220
40221 | 5 - 10 kW................................................................................................................................................................................. | [17 empty] | 74,099.22 |  |  |  | 151.98 |  |  | 173.55 | 827.79 |  | 40221
40222 | 10 - 15 kW............................................................................................................................................................................... | [17 empty] | 80,835.51 |  |  |  | 159.53 |  |  | 181.09 | 856.88 |  | 40222
40223 | 15 - 20 kW............................................................................................................................................................................... | [17 empty] | 10,104.44 |  |  |  | 165.99 |  |  | 187.55 | 880.61 |  | 40223
(The actual rate should be : $101,044.40 for Item 40223A)
40224 | 20 - 25 kW............................................................................................................................................................................... | [17 empty] | 12,125.33 |  |  |  | 173.55 |  |  | 195.09 | 914.03 |  | 40224
(The actual rate should be : $121,253.30 for Item 40224A)
40225 | 25 - 30 kW............................................................................................................................................................................... | [17 empty] | 13,472.59 |  |  |  | 181.09 |  |  | 202.64 | 933.42 |  | 40225
(The actual rate should be : $134,725.90 for Item 40225A)
40226 | Add to last item for each additional 5 kW or part thereof...................................................................................................... | [17 empty] | 26,945.17 |  |  |  | 7.19 |  |  | 7.52 | 28.03 |  | 40226
Centrifugal Jockey Pump, c/w drain and vent, orifice plates,
electrical wirings, connected to a power supply switch, control wirings & associated
conduit/ trunking, connected to and including start/ stop control panel in the same
room and installed on a concrete plinth : -
Each
40227 | Up to 5 kW.............................................................................................................................................................................. | [17 empty] | 60,626.63 |  |  |  | 144.43 |  |  | 165.99 | 795.47 |  | 40227
40228 | 5 - 10 kW................................................................................................................................................................................. | [17 empty] | 74,099.22 |  |  |  | 151.98 |  |  | 173.55 | 827.79 |  | 40228
40229 | Add to last item for each additional 5 kW or part thereof...................................................................................................... | [17 empty] | 33,681.46 |  |  |  | 7.19 |  |  | 7.52 | 28.03 |  | 40229
Sundries : -
Each
40230 | Remote supervisory/ start stop control panel for pump c/w all necessary accessories ......................................................... | [17 empty] | 13,472.59 |  |  |  | 50.67 |  |  | 53.90 | 308.27 |  | 40230
40231 | High/ low level switch c/w conduits (surface or concealed type), trunking, sensing device,
interconnection wiring and cables from water tank to indication and control panel for
indication and control functions and all necessary for proper functioning of fire services
system ..................................................................................................................................................................................... | [18 empty] | 4,041.78 |  |  |  | 58.20 |  |  | 66.83 | 251.14 |  | 40231
40232 | Sprinkler proving pipe and all necessary accessories............................................................................................................ | [17 empty] | 5,725.85 |  |  |  | 31.26 |  |  | 34.50 | 58.20 |  | 40232
40/22
40 | FIRE SERVICES | [10 empty] | 40
Item | Item
PIPE WORK AND PUMPS (CONT'D) | [11 empty] | Take | [12 empty] | Take
Supply | [22 empty] | down |  | down |  | Fix
and | [22 empty] | and |  | and set |  | only
Expansion joint c/w all necessary accessories for fire services system : - | [16 empty] | fix | [5 empty] | clear |  | aside for
away | [24 empty] | re-use
A | [22 empty] | B |  | C |  | D
Each |  |  | $ | [19 empty] | $ |  | $ |  | $
40233 | 32 mm diameter....................................................................................................................................................................... | [17 empty] | 976.26 |  |  |  | 26.37 |  |  | 32.41 | 45.27 |  | 40233
40234 | 40 mm diameter....................................................................................................................................................................... | [17 empty] | 1,161.37 |  |  |  | 26.97 |  |  | 32.97 | 48.50 |  | 40234
40235 | 50 mm diameter....................................................................................................................................................................... | [17 empty] | 1,548.80 |  |  |  | 28.03 |  |  | 34.50 | 52.81 |  | 40235
40236 | 65 mm diameter....................................................................................................................................................................... | [17 empty] | 1,728.45 |  |  |  | 29.12 |  |  | 35.56 | 54.97 |  | 40236
40237 | 80 mm diameter....................................................................................................................................................................... | [17 empty] | 1,908.06 |  |  |  | 31.26 |  |  | 37.72 | 59.28 |  | 40237
40238 | 100 mm diameter.................................................................................................................................................................... | [17 empty] | 2,545.08 |  |  |  | 33.41 |  |  | 38.80 | 62.52 |  | 40238
40239 | 150 mm diameter.................................................................................................................................................................... | [17 empty] | 4,158.25 |  |  |  | 42.04 |  |  | 48.50 | 76.54 |  | 40239
40240 | 200 mm diameter.................................................................................................................................................................... | [17 empty] | 5,771.42 |  |  |  | 50.67 |  |  | 57.12 | 87.31 |  | 40240
Foot valve, globe type : -
Each
40241 | 50 mm diameter....................................................................................................................................................................... | [17 empty] | 1,356.00 |  |  |  | 45.20 |  |  | 203.40 | 135.60 |  | 40241
40242 | 65 mm diameter....................................................................................................................................................................... | [17 empty] | 2,260.00 |  |  |  | 56.50 |  |  | 339.00 | 226.00 |  | 40242
40243 | 80 mm diameter....................................................................................................................................................................... | [17 empty] | 2,712.00 |  |  |  | 67.80 |  |  | 339.00 | 226.00 |  | 40243
40244 | 100 mm diameter.................................................................................................................................................................... | [17 empty] | 3,179.53 |  |  |  | 79.10 |  |  | 452.00 | 316.40 |  | 40244
40245 | 125 mm diameter.................................................................................................................................................................... | [17 empty] | 4,319.56 |  |  |  | 90.40 |  |  | 508.50 | 361.60 |  | 40245
40246 | 150 mm diameter.................................................................................................................................................................... | [17 empty] | 5,459.59 |  |  |  | 113.00 |  |  | 565.00 | 452.00 |  | 40246
40247 | 200 mm diameter.................................................................................................................................................................... | [17 empty] | 9,227.39 |  |  |  | 158.20 |  |  | 678.00 | 565.00 |  | 40247
40248 | 250 mm diameter.................................................................................................................................................................... | [17 empty] | 13,948.71 |  |  |  | 226.00 |  |  | 791.00 | 678.00 |  | 40248
40249 | 300 mm diameter.................................................................................................................................................................... | [17 empty] | 18,670.03 |  |  |  | 339.00 |  |  | 904.00 | 791.00 |  | 40249
40/23
40 | FIRE SERVICES | [10 empty] | 40
Item | Item
FIRE RESISTANT CABLES
Take | [24 empty] | Take
(Note : The following Items 40250 to 40267 inclusive will only be paid for if ordered by | [17 empty] | Supply |  |  |  |  | down |  | down |  | Fix
the Maintenance Surveyor in writing) | [9 empty] | and | [12 empty] | and |  | and set |  | only
fix | [22 empty] | clear |  | aside for
away | [24 empty] | re-use
BS 6387 Category B heat resistant cables c/w all necessary accessories : -
A | [22 empty] | B |  | C |  | D
Per linear metre |  |  |  |  | $ | [17 empty] | $ |  | $ |  | $
40250 | 1.5 mm² 1-core........................................................................................................................................................................ | [17 empty] | 19.39 |  |  |  | 1.11 |  |  | 1.45 | 4.30 |  | 40250
40251 | 2.5 mm² 1-core........................................................................................................................................................................ | [17 empty] | 22.12 |  |  |  | 1.11 |  |  | 1.45 | 4.30 |  | 40251
40252 | 1.5 mm² 7-core........................................................................................................................................................................ | [17 empty] | 128.60 |  |  |  | 5.39 |  |  | 6.47 | 20.48 |  | 40252
40253 | 2.5 mm² 7-core........................................................................................................................................................................ | [17 empty] | 151.00 |  |  |  | 6.47 |  |  | 7.54 | 23.71 |  | 40253
40254 | 1.5 mm² 12-core...................................................................................................................................................................... | [17 empty] | 171.59 |  |  |  | 5.39 |  |  | 6.47 | 20.48 |  | 40254
40255 | 2.5 mm² 12-core...................................................................................................................................................................... | [17 empty] | 199.31 |  |  |  | 6.47 |  |  | 7.54 | 23.71 |  | 40255
40256 | 1.5 mm² 19-core...................................................................................................................................................................... | [17 empty] | 234.20 |  |  |  | 6.17 |  |  | 6.41 | 22.63 |  | 40256
40257 | 2.5 mm² 19-core...................................................................................................................................................................... | [17 empty] | 312.62 |  |  |  | 6.47 |  |  | 7.54 | 25.86 |  | 40257
40258 | 1.5 mm² 27-core...................................................................................................................................................................... | [17 empty] | 322.09 |  |  |  | 6.47 |  |  | 7.54 | 25.86 |  | 40258
40259 | 2.5 mm² 27-core...................................................................................................................................................................... | [17 empty] | 380.32 |  |  |  | 7.54 |  |  | 8.63 | 28.03 |  | 40259
40260 | 1.5 mm² 7-core PVC/ SWA/ PVC.......................................................................................................................................... | [17 empty] | 469.20 |  |  |  | 5.39 |  |  | 6.47 | 20.48 |  | 40260
40261 | 2.5 mm² 7-core PVC/ SWA/ PVC.......................................................................................................................................... | [17 empty] | 534.43 |  |  |  | 6.47 |  |  | 7.54 | 23.71 |  | 40261
40262 | 1.5 mm² 12-core PVC/ SWA/ PVC........................................................................................................................................ | [17 empty] | 630.79 |  |  |  | 5.39 |  |  | 6.47 | 20.48 |  | 40262
40263 | 2.5 mm² 12-core PVC/ SWA/ PVC........................................................................................................................................ | [17 empty] | 656.05 |  |  |  | 6.47 |  |  | 7.54 | 24.79 |  | 40263
40264 | 1.5 mm² 19-core PVC/ SWA/ PVC........................................................................................................................................ | [17 empty] | 788.77 |  |  |  | 5.39 |  |  | 6.47 | 22.63 |  | 40264
40265 | 2.5 mm² 19-core PVC/ SWA/ PVC........................................................................................................................................ | [17 empty] | 868.24 |  |  |  | 6.47 |  |  | 7.54 | 25.86 |  | 40265
40266 | 1.5 mm² 27-core PVC/ SWA/ PVC........................................................................................................................................ | [17 empty] | 893.80 |  |  |  | 6.47 |  |  | 7.54 | 25.86 |  | 40266
40267 | 2.5 mm² 27-core PVC/ SWA/ PVC........................................................................................................................................ | [17 empty] | 971.28 |  |  |  | 7.54 |  |  | 8.63 | 28.03 |  | 40267
40/24
40 | FIRE SERVICES | [10 empty] | 40
Item | Item
FIRE RESISTANT CABLES (CONT'D)
Take | [24 empty] | Take
(Note : The following Items 40268 to 40283 inclusive will only be paid for if ordered by | [17 empty] | Supply |  |  |  |  | down |  | down |  | Fix
the Maintenance Surveyor in writing) | [9 empty] | and | [12 empty] | and |  | and set |  | only
fix | [22 empty] | clear |  | aside for
away | [24 empty] | re-use
BS 6387 Category CWZ heat resistant cables c/w all necessary accessories : -
A | [22 empty] | B |  | C |  | D
Per linear metre |  |  |  |  | $ | [17 empty] | $ |  | $ |  | $
40268 | 10 mm² 1-core......................................................................................................................................................................... | [17 empty] | 61.36 |  |  |  | 1.70 |  |  | 2.04 | 5.39 |  | 40268
40269 | 16 mm² 1-core......................................................................................................................................................................... | [17 empty] | 81.09 |  |  |  | 1.70 |  |  | 2.04 | 5.39 |  | 40269
40270 | 25 mm² 1-core......................................................................................................................................................................... | [17 empty] | 101.34 |  |  |  | 2.15 |  |  | 2.60 | 7.54 |  | 40270
40271 | 35 mm² 1-core......................................................................................................................................................................... | [17 empty] | 234.46 |  |  |  | 2.15 |  |  | 2.60 | 8.63 |  | 40271
40272 | 50 mm² 1-core......................................................................................................................................................................... | [17 empty] | 271.58 |  |  |  | 2.62 |  |  | 3.18 | 9.70 |  | 40272
40273 | 70 mm² 1-core......................................................................................................................................................................... | [17 empty] | 325.01 |  |  |  | 2.86 |  |  | 3.41 | 9.70 |  | 40273
40274 | 95 mm² 1-core......................................................................................................................................................................... | [17 empty] | 387.96 |  |  |  | 3.23 |  |  | 4.30 | 12.94 |  | 40274
40275 | 120 mm² 1-core....................................................................................................................................................................... | [17 empty] | 458.32 |  |  |  | 4.30 |  |  | 5.39 | 15.09 |  | 40275
40276 | 10 mm² 4-core PVC/ SWA/ PVC........................................................................................................................................... | [17 empty] | 245.38 |  |  |  | 10.77 |  |  | 12.94 | 39.89 |  | 40276
40277 | 16 mm² 4-core PVC/ SWA/ PVC........................................................................................................................................... | [17 empty] | 274.26 |  |  |  | 10.77 |  |  | 12.94 | 40.98 |  | 40277
40278 | 25 mm² 4-core PVC/ SWA/ PVC........................................................................................................................................... | [17 empty] | 401.25 |  |  |  | 11.85 |  |  | 14.01 | 42.04 |  | 40278
40279 | 35 mm² 4-core PVC/ SWA/ PVC........................................................................................................................................... | [17 empty] | 450.31 |  |  |  | 11.85 |  |  | 14.01 | 43.12 |  | 40279
40280 | 50 mm² 4-core PVC/ SWA/ PVC........................................................................................................................................... | [17 empty] | 548.60 |  |  |  | 12.94 |  |  | 15.09 | 44.19 |  | 40280
40281 | 70 mm² 4-core PVC/ SWA/ PVC........................................................................................................................................... | [17 empty] | 695.70 |  |  |  | 12.94 |  |  | 15.09 | 47.42 |  | 40281
40282 | 95 mm² 4-core PVC/ SWA/ PVC........................................................................................................................................... | [17 empty] | 808.72 |  |  |  | 14.01 |  |  | 17.25 | 52.81 |  | 40282
40283 | 120 mm² 4-core PVC/ SWA/ PVC......................................................................................................................................... | [17 empty] | 956.30 |  |  |  | 15.09 |  |  | 18.33 | 59.28 |  | 40283
40/25
40 | FIRE SERVICES | [10 empty] | 40
Item | Item
FIRE RESISTANT CABLES (CONT'D)
(Note : The following Items 40284 to 40299 inclusive will only be paid for if ordered by | [17 empty] | Take | [6 empty] | Take
the Maintenance Surveyor in writing) | [9 empty] | Supply | [12 empty] | down |  | down |  | Fix
and | [22 empty] | and |  | and set |  | only
fix | [22 empty] | clear |  | aside for
Low smoke zero halogen type fire resistant cable complying with BS6387 CWZ, | [16 empty] | away | [7 empty] | re-use
BS EN 50200, BE EN 61034-1, BE EN 50267-2 and BS 7629-1/ BS 7846 c/w all necessary
accessories : -
A | [22 empty] | B |  | C |  | D
Per linear metre |  |  |  |  | $ | [17 empty] | $ |  | $ |  | $
40284 | 10 mm² 1-core......................................................................................................................................................................... | [17 empty] | 61.92 |  |  |  | 1.70 |  |  | 2.04 | 5.39 |  | 40284
40285 | 16 mm² 1-core......................................................................................................................................................................... | [17 empty] | 81.40 |  |  |  | 1.70 |  |  | 2.04 | 5.39 |  | 40285
40286 | 25 mm² 1-core......................................................................................................................................................................... | [17 empty] | 102.01 |  |  |  | 2.15 |  |  | 2.60 | 7.54 |  | 40286
40287 | 35 mm² 1-core......................................................................................................................................................................... | [17 empty] | 236.33 |  |  |  | 2.15 |  |  | 2.60 | 8.63 |  | 40287
40288 | 50 mm² 1-core......................................................................................................................................................................... | [17 empty] | 272.99 |  |  |  | 2.62 |  |  | 3.18 | 9.70 |  | 40288
40289 | 70 mm² 1-core......................................................................................................................................................................... | [17 empty] | 326.59 |  |  |  | 2.86 |  |  | 3.41 | 9.70 |  | 40289
40290 | 95 mm² 1-core......................................................................................................................................................................... | [17 empty] | 390.49 |  |  |  | 3.23 |  |  | 4.30 | 12.94 |  | 40290
40291 | 120 mm² 1-core....................................................................................................................................................................... | [17 empty] | 461.71 |  |  |  | 4.30 |  |  | 5.39 | 15.09 |  | 40291
40292 | 10 mm² 4-core......................................................................................................................................................................... | [17 empty] | 247.99 |  |  |  | 10.77 |  |  | 12.94 | 39.89 |  | 40292
40293 | 16 mm² 4-core......................................................................................................................................................................... | [17 empty] | 277.33 |  |  |  | 10.77 |  |  | 12.94 | 40.98 |  | 40293
40294 | 25 mm² 4-core......................................................................................................................................................................... | [17 empty] | 406.52 |  |  |  | 11.85 |  |  | 14.01 | 42.04 |  | 40294
40295 | 35 mm² 4-core......................................................................................................................................................................... | [17 empty] | 455.06 |  |  |  | 11.85 |  |  | 14.01 | 43.12 |  | 40295
40296 | 50 mm² 4-core......................................................................................................................................................................... | [17 empty] | 553.04 |  |  |  | 12.94 |  |  | 15.09 | 44.19 |  | 40296
40297 | 70 mm² 4-core......................................................................................................................................................................... | [17 empty] | 703.35 |  |  |  | 12.94 |  |  | 15.09 | 47.42 |  | 40297
40298 | 95 mm² 4-core......................................................................................................................................................................... | [17 empty] | 817.83 |  |  |  | 14.01 |  |  | 17.25 | 52.81 |  | 40298
40299 | 120 mm² 4-core....................................................................................................................................................................... | [17 empty] | 966.82 |  |  |  | 15.09 |  |  | 18.33 | 59.28 |  | 40299
40/26
40 | FIRE SERVICES | [10 empty] | 40
Item | Item
GAS TOTAL FLOODING SYSTEM
Take | [24 empty] | Take
Supply | [22 empty] | down |  | down |  | Fix
FM-200 gas cylinder c/w discharge valve with safety device, check valve, manifolds, | [17 empty] | and |  |  |  |  | and |  | and set |  | only
pressure gauge, low pressure switch, dip tubes, liquid level indicator, mounting | [16 empty] | fix | [5 empty] | clear |  | aside for
brackets, nameplate, signal wiring and all necessary accessories (including design | [16 empty] | away | [7 empty] | re-use
and calculation for the gas total flooding system) : -
A | [22 empty] | B |  | C |  | D
Each |  |  | $ | [19 empty] | $ |  | $ |  | $
40300 | 27 - 40 kg................................................................................................................................................................................. | [17 empty] | 24,083.64 |  |  |  | 117.48 |  |  | 130.43 | 847.19 |  | 40300
40301 | 40 - 50 kg................................................................................................................................................................................. | [17 empty] | 28,384.80 |  |  |  | 130.43 |  |  | 143.35 | 949.59 |  | 40301
40302 | 50 - 70 kg................................................................................................................................................................................. | [17 empty] | 37,396.77 |  |  |  | 143.35 |  |  | 156.29 | 1,057.38 |  | 40302
40303 | 70 - 100 kg............................................................................................................................................................................... | [17 empty] | 50,084.28 |  |  |  | 156.29 |  |  | 169.23 | 1,160.85 |  | 40303
40304 | 100 - 140 kg............................................................................................................................................................................ | [17 empty] | 66,506.46 |  |  |  | 169.23 |  |  | 182.15 | 1,272.95 |  | 40304
40305 | 140 - 180 kg............................................................................................................................................................................ | [17 empty] | 83,831.24 |  |  |  | 182.15 |  |  | 195.09 | 1,377.50 |  | 40305
40306 | Discharge nozzle..................................................................................................................................................................... | [17 empty] | 431.99 |  |  |  | 13.49 |  |  | 14.16 | 31.26 |  | 40306
FM-200 system control and indicating panel c/w control wiring, signal wiring with
main fire alarm control panel, coincidence unit, electronic components,
battery/ charger and all necessary accessories (including design and calculation for the
gas total flooding system) : -
Each
40307 | Panel of 2 zones...................................................................................................................................................................... | [17 empty] | 6,890.18 |  |  |  | 47.42 |  |  | 49.59 | 282.40 |  | 40307
40308 | Panel of 4 zones...................................................................................................................................................................... | [17 empty] | 11,543.74 |  |  |  | 48.50 |  |  | 50.67 | 292.10 |  | 40308
40309 | Panel of 8 zones...................................................................................................................................................................... | [17 empty] | 15,610.31 |  |  |  | 50.67 |  |  | 53.90 | 306.10 |  | 40309
40310 | System odoriser....................................................................................................................................................................... | [17 empty] | 1,501.66 |  |  |  | 21.56 |  |  | 26.94 | 90.53 |  | 40310
Heavy galvanized steel pipework to BS EN 10255 but welded and fittings to BS EN 10241
c/w all necessary accessories (including design and calculation for the gas total flooding
system) : -
Per linear metre
40311 | 20 mm diameter....................................................................................................................................................................... | [17 empty] | 95.19 |  |  |  | 3.84 |  |  | 4.11 | 63.59 |  | 40311
40312 | 25 mm diameter....................................................................................................................................................................... | [17 empty] | 115.03 |  |  |  | 4.41 |  |  | 4.54 | 68.98 |  | 40312
40313 | 32 mm diameter....................................................................................................................................................................... | [17 empty] | 135.83 |  |  |  | 5.06 |  |  | 5.20 | 73.31 |  | 40313
40314 | 40 mm diameter....................................................................................................................................................................... | [17 empty] | 148.36 |  |  |  | 5.54 |  |  | 5.60 | 79.75 |  | 40314
40/27
40 | FIRE SERVICES | [10 empty] | 40
Item | Item
GAS TOTAL FLOODING SYSTEM (CONT'D)
Take | [24 empty] | Take
Supply | [22 empty] | down |  | down |  | Fix
Mild steel pipework to BS EN 10216-1 and BS EN 10217-1 and fittings to BE EN 10241 | [17 empty] | and |  |  |  |  | and |  | and set |  | only
c/w all necessary accessories (including design and calculation for the gas total flooding | [17 empty] | fix |  |  |  |  | clear |  | aside for
system) : - |  |  |  | away | [20 empty] | re-use
A | [22 empty] | B |  | C |  | D
Per linear metre |  |  |  |  | $ | [17 empty] | $ |  | $ |  | $
40315 | 50 mm diameter....................................................................................................................................................................... | [17 empty] | 272.12 |  |  |  | 7.29 |  |  | 7.92 | 108.87 |  | 40315
40316 | 65 mm diameter....................................................................................................................................................................... | [17 empty] | 329.86 |  |  |  | 8.63 |  |  | 9.70 | 126.11 |  | 40316
40317 | 80 mm diameter....................................................................................................................................................................... | [17 empty] | 401.29 |  |  |  | 9.70 |  |  | 10.77 | 139.04 |  | 40317
40318 | 100 mm diameter.................................................................................................................................................................... | [17 empty] | 517.74 |  |  |  | 10.77 |  |  | 11.85 | 176.77 |  | 40318
Mild steel pipework to BS EN 10216-1 and BS EN 10217-1 and fittings to BS EN 1759-1
c/w all necessary accessories (including design and calculation for the gas total flooding
system) : -
Per linear metre
40319 | 150 mm diameter.................................................................................................................................................................... | [17 empty] | 735.18 |  |  |  | 19.39 |  |  | 20.48 | 234.98 |  | 40319
Equipment/ components for FM-200 system c/w all necessary accessories and
connected to control/ indication panel : -
Each
40320 | Gas release actuator................................................................................................................................................................. | [17 empty] | 1,657.52 |  |  |  | 77.61 |  |  | 93.78 | 324.43 |  | 40320
40321 | Lock off/ indication panel....................................................................................................................................................... | [17 empty] | 2,496.49 |  |  |  | 46.35 |  |  | 49.59 | 184.32 |  | 40321
40322 | Gas discharge flashing light.................................................................................................................................................... | [17 empty] | 391.57 |  |  |  | 37.72 |  |  | 42.04 | 154.14 |  | 40322
40323 | Manual release pull unit.......................................................................................................................................................... | [17 empty] | 526.90 |  |  |  | 50.67 |  |  | 59.28 | 218.80 |  | 40323
40324 | Yodalarm................................................................................................................................................................................. | [17 empty] | 890.32 |  |  |  | 50.67 |  |  | 59.28 | 218.80 |  | 40324
40325 | Abort unit................................................................................................................................................................................ | [17 empty] | 754.36 |  |  |  | 50.67 |  |  | 59.28 | 218.80 |  | 40325
40326 | Compartment protected by FM-200 system warning notice.................................................................................................. | [17 empty] | 165.38 |  |  |  | 3.08 |  |  | 3.65 | 19.39 |  | 40326
40327 | Smoke detector point compatible with panel......................................................................................................................... | [17 empty] | 645.62 |  |  |  | 50.67 |  |  | 59.28 | 218.80 |  | 40327
40328 | Auto/ manual key switch unit with housing........................................................................................................................... | [17 empty] | 983.49 |  |  |  | 50.67 |  |  | 59.28 | 227.42 |  | 40328
40329 | Warning light for evacuation and gas discharge.................................................................................................................... | [17 empty] | 552.63 |  |  |  | 50.67 |  |  | 59.28 | 218.80 |  | 40329
40330 | Agent release module for parallel wiring of agent initiators c/w all necessary accessories ................................................. | [17 empty] | 538.78 |  |  |  | 50.67 |  |  | 59.28 | 218.80 |  | 40330
Sundries : -
Per kg
40331 | Charge/ recharge/ refilling gas into cylinder including all necessary works and delivery ................................................... | [17 empty] | 468.15 |  |  |  | - |  |  | - | - |  | 40331
40/28
40 | FIRE SERVICES | [10 empty] | 40
Item | Item
PORTABLE EQUIPMENT | [9 empty] | Take | [14 empty] | Take
Supply | [22 empty] | down |  | down |  | Fix
and | [22 empty] | and |  | and set |  | only
Portable equipment c/w mounting framework, bracket and all necessary accessories : - | [17 empty] | fix |  |  |  |  | clear |  | aside for
away | [24 empty] | re-use
A | [22 empty] | B |  | C |  | D
Each |  |  | $ | [19 empty] | $ |  | $ |  | $
40332 | 2 kg or below dry powder fire extinguisher............................................................................................................................ | [17 empty] | 366.73 |  |  |  | 11.85 |  |  | 12.94 | 70.06 |  | 40332
40333 | 2 - 4 kg dry powder fire extinguisher...................................................................................................................................... | [17 empty] | 428.53 |  |  |  | 11.85 |  |  | 12.94 | 70.06 |  | 40333
40334 | 4 - 5 kg dry powder fire extinguisher...................................................................................................................................... | [17 empty] | 536.68 |  |  |  | 11.85 |  |  | 12.94 | 70.06 |  | 40334
40335 | 5 - 9 kg dry powder fire extinguisher...................................................................................................................................... | [17 empty] | 613.93 |  |  |  | 11.85 |  |  | 12.94 | 73.31 |  | 40335
40336 | 4.5 litres water type fire extinguisher..................................................................................................................................... | [17 empty] | 302.01 |  |  |  | 11.85 |  |  | 12.94 | 70.06 |  | 40336
40337 | 9 litres water type fire extinguisher........................................................................................................................................ | [17 empty] | 336.81 |  |  |  | 11.85 |  |  | 12.94 | 73.31 |  | 40337
40338 | 2 kg or below CO2 type fire extinguisher………………………………………………………………………………. | [17 empty] | 215.44 |  |  |  | 11.85 |  |  | 12.94 | 70.06 |  | 40338
40339 | 2 - 4 kg CO2 type fire extinguisher……………………………………………………………………………………….. | [17 empty] | 323.69 |  |  |  | 11.85 |  |  | 12.94 | 70.06 |  | 40339
40340 | 4 - 5 kg CO2 type fire extinguisher…………………………………………………………………………………….. | [17 empty] | 486.07 |  |  |  | 11.85 |  |  | 12.94 | 70.06 |  | 40340
40341 | 5 - 9 kg CO2 type fire extinguisher…………………………………………………………………………………….. | [17 empty] | 973.19 |  |  |  | 11.85 |  |  | 12.94 | 73.31 |  | 40341
40342 | 4.5 litres foam type fire extinguisher...................................................................................................................................... | [17 empty] | 327.71 |  |  |  | 11.85 |  |  | 12.94 | 70.06 |  | 40342
40343 | 9 litres foam type fire extinguisher......................................................................................................................................... | [17 empty] | 334.91 |  |  |  | 11.85 |  |  | 12.94 | 73.31 |  | 40343
40344 | 9 litres CO2 type water fire extinguisher……………………………………………………………………...……….. | [17 empty] | 622.29 |  |  |  | 11.85 |  |  | 12.94 | 73.31 |  | 40344
Refilling of portable fire extinguisher : -
Per kg
40345 | CO2 refill…………………………………………………………………………………………………………………. | [17 empty] | 46.48 |  |  |  | - |  |  | - | - |  | 40345
Per litres
40346 | Water refill.............................................................................................................................................................................. | [17 empty] | 33.30 |  |  |  | - |  |  | - | - |  | 40346
40347 | Foam refill............................................................................................................................................................................... | [17 empty] | 33.30 |  |  |  | - |  |  | - | - |  | 40347
Sundries : -
Each
40348 | Sand bucket............................................................................................................................................................................. | [17 empty] | 196.10 |  |  |  | 2.97 |  |  | 3.03 | 4.30 |  | 40348
40349 | Fire blanket, heavy type.......................................................................................................................................................... | [17 empty] | 309.57 |  |  |  | 5.39 |  |  | 6.47 | 14.01 |  | 40349
40/29
40 | FIRE SERVICES | [10 empty] | 40
Item | Item
AUTOMATIC FIXED SPRAYER UNITS | [12 empty] | Take | [11 empty] | Take
Supply | [22 empty] | down |  | down |  | Fix
and | [22 empty] | and |  | and set |  | only
HCFC-124 automatic type fixed sprayer unit and all necessary accessories : - | [16 empty] | fix | [5 empty] | clear |  | aside for
away | [24 empty] | re-use
A | [22 empty] | B |  | C |  | D
Each |  |  | $ | [19 empty] | $ |  | $ |  | $
40350 | Up to 5.7 kg............................................................................................................................................................................. | [17 empty] | - |  |  |  | 92.69 |  |  | 103.48 | 409.58 |  | 40350
40351 | 5.7 - 7.2 kg............................................................................................................................................................................... | [17 empty] | - |  |  |  | 95.93 |  |  | 105.62 | 425.75 |  | 40351
40352 | 7.2 - 10.7 kg............................................................................................................................................................................. | [17 empty] | - |  |  |  | 99.17 |  |  | 108.87 | 446.24 |  | 40352
40353 | 10.7 - 13.8 kg.......................................................................................................................................................................... | [17 empty] | - |  |  |  | 101.32 |  |  | 112.10 | 463.47 |  | 40353
40354 | 13.8 - 15.3 kg.......................................................................................................................................................................... | [17 empty] | - |  |  |  | 104.55 |  |  | 114.25 | 482.89 |  | 40354
40355 | 15.3 - 19.5 kg.......................................................................................................................................................................... | [17 empty] | - |  |  |  | 107.79 |  |  | 117.48 | 500.12 |  | 40355
NAFS-III automatic type fixed sprayer unit and all necessary accessories : -
Each
40356 | Up to 4 kg................................................................................................................................................................................ | [17 empty] | - |  |  |  | 93.78 |  |  | 106.72 | 418.21 |  | 40356
40357 | 4 - 9 kg..................................................................................................................................................................................... | [17 empty] | - |  |  |  | 100.25 |  |  | 113.17 | 466.71 |  | 40357
40358 | 9 - 16 kg................................................................................................................................................................................... | [17 empty] | - |  |  |  | 142.28 |  |  | 162.75 | 647.79 |  | 40358
FM-200 automatic/ manual discharge fire extinguisher, wall/ ceiling mounted type c/w FM-200
warning plate and all necessary accessories : -
Each
40359 | Up to 3 kg................................................................................................................................................................................ | [17 empty] | 9,492.00 |  |  |  | 248.60 |  |  | 277.54 | 452.00 |  | 40359
40360 | 3 - 6 kg..................................................................................................................................................................................... | [17 empty] | 11,074.00 |  |  |  | 271.20 |  |  | 298.59 | 508.50 |  | 40360
40361 | 6 - 9 kg..................................................................................................................................................................................... | [17 empty] | 14,238.00 |  |  |  | 293.80 |  |  | 322.54 | 542.40 |  | 40361
40362 | 9 - 12 kg................................................................................................................................................................................... | [17 empty] | 17,402.00 |  |  |  | 316.40 |  |  | 350.06 | 587.60 |  | 40362
40363 | 12 - 15 kg................................................................................................................................................................................. | [17 empty] | 20,566.00 |  |  |  | 339.00 |  |  | 370.45 | 632.80 |  | 40363
40364 | 15 - 18 kg................................................................................................................................................................................. | [17 empty] | 23,730.00 |  |  |  | 361.60 |  |  | 394.11 | 678.00 |  | 40364
40365 | 18 - 21 kg................................................................................................................................................................................. | [17 empty] | 26,894.00 |  |  |  | 384.20 |  |  | 417.77 | 723.20 |  | 40365
40366 | 21 - 24 kg................................................................................................................................................................................. | [17 empty] | 30,058.00 |  |  |  | 406.80 |  |  | 441.43 | 768.40 |  | 40366
40367 | 24 - 27 kg................................................................................................................................................................................. | [17 empty] | 33,222.00 |  |  |  | 429.40 |  |  | 465.09 | 813.60 |  | 40367
40368 | 27 - 30 kg................................................................................................................................................................................. | [17 empty] | 36,386.00 |  |  |  | 452.00 |  |  | 488.75 | 858.80 |  | 40368
40/30
40 | FIRE SERVICES | [10 empty] | 40
Item | Item
AUDIO/ VISUAL ADVISORY SYSTEM
Take | [24 empty] | Take
Supply | [22 empty] | down |  | down |  | Fix
Design, supply and install audio/ visual fire alarm equipment; electrical and control | [17 empty] | and |  |  |  |  | and |  | and set |  | only
points c/w cables, conduit (surface or concealed in partitions and ceiling) and all | [16 empty] | fix | [5 empty] | clear |  | aside for
necessary accessories and connected to the audio/ visual fire alarm control panel : - | [17 empty] | away | [6 empty] | re-use
A | [22 empty] | B |  | C |  | D
Each |  |  | $ | [19 empty] | $ |  | $ |  | $
40369 | Loudspeakers; surface/ concealed mounted c/w metal enclosure.......................................................................................... | [17 empty] | 761.61 |  |  |  | 54.97 |  |  | 64.68 | 236.05 |  | 40369
40370 | Flashing light directional sign boxes; single side; overall size up to 500 mm x 150 mm x
200 mm (H); comprising metal sign box, perspex backing and front sheeting, flashing unit,
battery and charger, electrical gear and all necessary accessories; ceiling mounted............................................................. | [18 empty] | 1,284.47 |  |  |  | 54.97 |  |  | 64.68 | 236.05 |  | 40370
40371 | Ditto but double side............................................................................................................................................................... | [17 empty] | 1,521.27 |  |  |  | 54.97 |  |  | 64.68 | 236.05 |  | 40371
Audio-visual fire alarm control/ indicating panel c/w pre-amplifier and amplifier,
automatic long play recorder, cassette tape, repeater, random access message module,
master controller, multiplex alarm system, system/ auxiliary power supply, connection
of fire link and all necessary accessories : -
Each
40372 | Panel of 4 zones or less........................................................................................................................................................... | [17 empty] | 29,594.55 |  |  |  | 48.50 |  |  | 51.75 | 376.17 |  | 40372
40373 | Ditto 5 - 8 zones...................................................................................................................................................................... | [17 empty] | 40,230.38 |  |  |  | 54.97 |  |  | 60.36 | 409.58 |  | 40373
40374 | Ditto 9 - 12 zones.................................................................................................................................................................... | [17 empty] | 48,159.65 |  |  |  | 60.36 |  |  | 65.76 | 441.92 |  | 40374
40375 | Ditto 13 - 18 zones.................................................................................................................................................................. | [17 empty] | 54,494.26 |  |  |  | 65.76 |  |  | 72.22 | 467.77 |  | 40375
40376 | Add to last item for each additional 4 zones or part thereof.................................................................................................. | [17 empty] | 3,754.60 |  |  |  | 5.39 |  |  | 5.39 | 28.03 |  | 40376
40/31
40 | FIRE SERVICES | [10 empty] | 40
Item | Item
DISCONNECTION OF EXISTING FIRE SERVICES INSTALLATION
Take | [24 empty] | Take
Supply | [22 empty] | down |  | down |  | Fix
Supply labour to disconnect all existing fire services installation for an area, | [16 empty] | and | [5 empty] | and |  | and set |  | only
take down and clear away entire fire services installation inside the area (area | [16 empty] | fix | [5 empty] | clear |  | aside for
shall be measured net on the gross floor area of the building covered by the | [16 empty] | away | [7 empty] | re-use
fire services installation) : -
A | [22 empty] | B |  | C |  | D
Per square metre |  |  |  |  | $ | [17 empty] | $ |  | $ |  | $
40377 | Area with sprinkler (up to 100 m²)......................................................................................................................................... | [17 empty] | - |  |  |  | 17.25 |  |  | - | - |  | 40377
40378 | Area with sprinkler (100 - 500 m²)......................................................................................................................................... | [17 empty] | - |  |  |  | 16.17 |  |  | - | - |  | 40378
40379 | Area with sprinkler (above 500 m²)........................................................................................................................................ | [17 empty] | - |  |  |  | 15.09 |  |  | - | - |  | 40379
40380 | Area without sprinkler (up to 100 m²).................................................................................................................................... | [17 empty] | - |  |  |  | 7.54 |  |  | - | - |  | 40380
40381 | Area without sprinkler (100 - 500 m²).................................................................................................................................... | [17 empty] | - |  |  |  | 6.47 |  |  | - | - |  | 40381
40382 | Area without sprinkler (above 500 m²)................................................................................................................................... | [17 empty] | - |  |  |  | 6.04 |  |  | - | - |  | 40382
Supply labour to disconnect the existing fire services installation, take down and clear
away entire fire services installation
Each
40383 | 9 kg NAFS III type fire extinguisher...................................................................................................................................... | [17 empty] | - |  |  |  | 11.85 |  |  | - | - |  | 40383
40/32
Section 41
LIQUEFIED PETROLEUM GAS
41 | LIQUEFIED PETROLEUM GAS | [15 empty] | 41
SECTION 41
LIQUEFIED PETROLEUM GAS
SPECIAL CONDITIONS
Measurement |  |  | SC41.01 | [6 empty] | All trench excavation shall be measured separately and paid for at the appropriate
of excavations, |  |  | rates under Section 03 - Excavation of this Schedule. All chases in, and holes through
chases, holes |  |  | existing walls, ceilings, etc. for tubing and pipes, (but not mortices or holes for
and other |  |  | brackets) shall be measured and paid for at the appropriate rates under Section 04 -
subsidiary work |  |  | Concrete Work, Section 05 - Brickwork and Blockwork or other applicable Work
Sections of this Schedule.
Measurement |  |  | SC41.02 | [6 empty] | Pipework shall be measured in linear metres over all in-line fittings, short running
of pipework |  |  | lengths and branches.
Measurement |  |  | SC41.03 | [6 empty] | Testing and commissioning including submission of Testing and Commissioning
of pressure test |  |  | Certificates and Records of Tests have been allowed in the rates under this Section. No
of existing pipework |  |  |  |  | measurement will be made for testing and commissioning except for pressure test of
existing pipework where specifically ordered by the Maintenance Surveyor in writing.
Measurement |  |  | SC41.04 | [6 empty] | Where a temporary supply is ordered by the Maintenance Surveyor, the provision of
of temporary |  |  | all articles, labour and accessory materials (nails, screws, rawplugs and similar) necessary
supply | for fixing shall be of temporary nature. For "use and waste" of all materials, such as
pipework, fittings and accessories, etc., for a period of not exceeding four weeks
from the date of certified completion, 50 per cent of the value of the appropriate "supply
and fix" items after the adjustment of contract percentages will be paid. For a period
exceeding four weeks and not exceeding eight weeks, 55 per cent will be paid and for
each subsequent month a further addition of 5 per cent will be made.
For a period of more than six months, the full rates, as for permanent works will be paid,
and the materials will become the property of the Employer.
No extra payment will be made for the removal of materials in connection with the
temporary supply, but the cost of which shall have been included in the payment as
aforementioned in the first paragraph hereof. The date of certified completion of a
temporary supply shall be the date when the installation is first brought into service.
The date when it ceases to be used shall be the date from which the Maintenance
Surveyor instructs the dismantlement of the installation, or the date when the installation
is no longer in use, whichever is earlier.
41/1
41 | LIQUEFIED PETROLEUM GAS | [15 empty] | 41
SPECIAL CONDITIONS
Rates generally |  |  | SC41.05 | [6 empty] | The rates for all items shall generally include for : -
(a) | [11 empty] | Colour band and colour identification work.
(b) | [11 empty] | Lettering and engraving for identification, signs, labels in both English and
Chinese.
(c) | [11 empty] | Identification plates, signs, notice plates, discs and labels in both English and
Chinese.
(d) | [11 empty] | Priming or painting off site and proprietary finishes or surface treatment
applied as part of the production process whether applied before or after
fabrication and assembly.
(e) | [11 empty] | All protective and finishing painting work, apart from additional painting work
specifically ordered by the Maintenance Surveyor in writing which shall be
measured separately and paid for at the appropriate rates under Section 15 -
Painting of this Schedule.
(f) | [11 empty] | Any kind of fixing method including provision of screws, nuts, bolts, shims,
washers, clips, brackets, hangers, supports and the like.
(g) | [11 empty] | Provision of expansion joints in service runs wherever they coincide with
structural expansion joints.
(h) | [11 empty] | Submission of catalogues, technical literature, data, calculations, test
certificates and approval documentation covering the equipment and materials
being supplied.
(i) | [11 empty] | Preparing and submitting detail working drawings as required and all shop
drawings for the fabrication and installation.
(j) | [11 empty] | Attendance, as required, of the manufacturers' representative to assist in the
installation and subsequent testing and commissioning.
(k) | [11 empty] | Testing and commissioning including submission of Testing and
Commissioning Certificates and Records of Tests, except pressure test of
existing pipework. (Note : - Pressure test of existing pipework shall be
measured separately if ordered by the Maintenance Surveyor in writing)
(l) | [11 empty] | Provision of all necessary testing instrument of approved type for testing and
commissioning.
(m) | [11 empty] | Provision of mock-up work as specified.
(n) | [11 empty] | Preparing and submitting operation and maintenance manuals and as-fitted
drawings for items of works as required.
(o) | [11 empty] | Provision of schematic diagrams covered front and back with plastic sheet
including fixing to wall.
(p) | [11 empty] | Provision of manufacturer's guarantee.
41/2
41 | LIQUEFIED PETROLEUM GAS | [15 empty] | 41
SPECIAL CONDITIONS
Rates for |  |  | SC41.06 | [6 empty] | The rates for pipework shall further include for : -
pipework
(a) | [11 empty] | All short lengths, cutting and waste, and joints in the running length.
(b) | [11 empty] | All pipework brackets, supports, hangers, guides, anchors and the like and alternative
method of jointing and fixing as specified (if any).
(c) | [11 empty] | All pipework fittings (e.g. bends, elbows, branches, reducers, tees, caps and
the like) including connections, cutting and jointing pipes to fittings.
(d) | [11 empty] | Screwed sockets, tappings, bosses and welding-necks welded to pipes or
flanges including perforating the pipework or flanges.
(e) | [11 empty] | Connections between pipework of different materials and differing grades of
same material.
(f) | [11 empty] | Wall, floor and ceiling plates.
(g) | [11 empty] | All jointing including provision of flexible connections and/or necessary
adaptors and connectors, welding consumable, jointing tapes, flanges, unions,
gasket, bolts and nuts and the like where required.
(h) | [11 empty] | Expansion loops and compensators including connections, cutting and jointing
to pipes and fittings.
(i) | [11 empty] | Provision of all sleeves for casting in or building in where pipes pass through
slabs, walls or beams and caulking between pipe and sleeve where required.
(j) | [11 empty] | Fixing in any position to floors, walls and ceilings including laying in trenches
and fixing in chases, ducts, false ceilings and similar positions, and wrapping
with protective tape where required.
Rates for in-line |  |  | SC41.07 | [6 empty] | The rates for in-line pipework equipment (e.g. valves, flow meters, gauges and the
pipework equipment |  |  |  |  | like) shall further include for : -
(a) | [11 empty] | Cutting and jointing to pipes and fittings.
(b) | [11 empty] | Stripping down repacking glands and preparing spindles, as appropriate,
prior to installation.
41/3
41 | LIQUEFIED PETROLEUM GAS | [15 empty] | 41
SPECIAL CONDITIONS
Rates for |  |  | SC41.08 | [6 empty] | The rates for equipment shall further included for : -
equipment
(a) | [11 empty] | All necessary assembly, orientation, alignment, levelling and bolting down,
together with the provision of shims and packing pieces, strainers,
instrumentation and the like.
(b) | [11 empty] | Provision of all associated components.
(c) | [11 empty] | All necessary operational and control accessories forming part of the
equipment.
(d) | [11 empty] | Final connection and terminations to electrical supply, control, monitoring,
interfacing and water supply and/or gas supply including cables, wirings, conduits, trunkings,
cable trays, fuses, control boxes, short lengths of pipework and necessary accessories
required for energizing the equipment to properly operate at specified duties.
(e) | [11 empty] | Earth/equipotential bonding.
Rates for pressure |  |  |  | SC41.09 | [5 empty] | The rates for pressure test of existing pipework (including associated in-line pipework
test of existing |  |  | fittings and in-line pipework equipment and the like) shall include for : -
pipework
(a) | [11 empty] | De-gasing and cleaning of pipeline by any means necessary before carrying
out any test.
(b) | [11 empty] | All preparation work including temporary sealing ends of pipes and
connections.
(c) | [11 empty] | Provision of all necessary testing instrument of approved type for pressure
test.
(d) | [11 empty] | Provision of test record.
(e) | [11 empty] | Submission of Surveyor Certificate as specified.
(f) | [11 empty] | Making good all works disturbed.
(g) | [11 empty] | Purging into service.
41/4
41 | LIQUEFIED PETROLEUM GAS | [15 empty] | 41
SPECIAL CONDITIONS
Rates for "Take |  |  | SC41.10 | [6 empty] | The rates for "Take down and clear away" or "Take down and set aside for re-use"
down and clear |  |  | existing items in connection with liquefied petroleum gas installation shall further
away" or "Take |  |  |  | include for : -
down and set aside
for re-use" |  |  | (a) | [8 empty] | Taking down all associated pipework and building services works (if any).
(b) | [11 empty] | All in-line fittings including brackets, supports, hangers and the like.
(c) | [11 empty] | Cutting into existing pipework in position.
(d) | [11 empty] | De-gasing of existing pipework (including associated in-line fittings and the
like) as required.
(e) | [11 empty] | Plugging off remaining ends with plugs or caps as required.
(f) | [11 empty] | Preparing remaining ends of pipework and building services works (if any)
to receive connections with new work if required.
(g) | [11 empty] | Making good all works disturbed.
Particular |  |  | SC41.11 | [6 empty] | The Particular Specification for liquefied petroleum gas installation can be found in the
Specification |  |  | Contract.
41/5
41 | LIQUEFIED PETROLEUM GAS | [15 empty] | 41
Item | Item
LIQUEFIED PETROLEUM GAS (LPG) INSTALLATION
Take | [24 empty] | Take
Cylinder storage system including the initial supply of 50 kg LPG cylinder of LP | [16 empty] | Supply | [5 empty] | down |  | down |  | Fix
gas, changeover valve c/w indicator, flexible hose c/w adaptor, pigtails, pressure | [16 empty] | and | [5 empty] | and |  | and set |  | only
gauge, manifold valve with or without check valve, safety devices and necessary | [16 empty] | fix | [5 empty] | clear |  | aside for
pipeworks inside LP gas store : - | [9 empty] | away | [14 empty] | re-use
A | [22 empty] | B |  | C |  | D
Per set |  |  | $ | [19 empty] | $ |  | $ |  | $
41001 | 1 - 4 cylinders.......................................................................................................................................................................... | [17 empty] | 12,125.33 |  |  |  | 85.15 |  |  | 94.84 | 1,215.81 |  | 41001
41002 | 5 - 8 cylinders.......................................................................................................................................................................... | [17 empty] | 13,422.06 |  |  |  | 97.01 |  |  | 108.87 | 1,357.03 |  | 41002
41003 | 9 - 12 cylinders........................................................................................................................................................................ | [17 empty] | 14,274.20 |  |  |  | 111.02 |  |  | 122.88 | 1,475.58 |  | 41003
41004 | 13 - 16 cylinders...................................................................................................................................................................... | [17 empty] | 18,524.80 |  |  |  | 123.96 |  |  | 137.95 | 1,598.46 |  | 41004
41005 | 17 - 20 cylinders...................................................................................................................................................................... | [17 empty] | 29,471.28 |  |  |  | 135.81 |  |  | 149.81 | 1,720.25 |  | 41005
Above ground bulk LPG storage vessel c/w saddle, pressure relief valve, shut off
valve, emergency valve, liquid level device, contents and pressure gauges, manhole,
vent pipes, filling and drain connections, and other associated accessories, for water
capacity : -
Each
41006 | Up to 2000 litres...................................................................................................................................................................... | [17 empty] | 39,627.09 5,486.27 5,937.89 17,440.74 | [9 empty] | 41006
41007 | 2000 - 4000 litres.................................................................................................................................................................... | [17 empty] | 13,927.71 5,760.04 6,267.71 35,824.61 | [9 empty] | 41007
(The actual rate should be : $139,277.10 for Item 41007A)
41008 | 4000 - 5000 litres.................................................................................................................................................................... | [17 empty] | 23,118.11 5,852.75 6,418.62 36,766.65 | [9 empty] | 41008
(The actual rate should be : $231,181.10 for Item 41008A)
41009 | 5000 - 7000 litres.................................................................................................................................................................... | [17 empty] | 33,122.77 5,967.00 6,586.76 38,652.90 | [9 empty] | 41009
(The actual rate should be : $331,227.70 for Item 41009A)
41010 | 7000 - 9000 litres.................................................................................................................................................................... | [17 empty] | 58,130.84 6,392.74 7,068.56 39,594.94 | [9 empty] | 41010
(The actual rate should be : $581,308.40 for Item 41010A)
41/6
41 | LIQUEFIED PETROLEUM GAS | [15 empty] | 41
Item | Item
LIQUEFIED PETROLEUM GAS (LPG) INSTALLATION (CONT'D)
Take | [24 empty] | Take
Underground bulk LPG storage vessel c/w saddle, pressure relief valve, shut off | [16 empty] | Supply | [5 empty] | down |  | down |  | Fix
valve, emergency valve, liquid level device, contents and pressure gauges, manhole, | [17 empty] | and |  |  |  |  | and |  | and set |  | only
vent pipes, securing facilities against flotation, fittings made accessible above ground | [17 empty] | fix |  |  |  |  | clear |  | aside for
level, coating, cathodic protection if necessary, filling and drain connections, and | [16 empty] | away | [7 empty] | re-use
other associated accessories, for water capacity : -
A | [22 empty] | B |  | C |  | D
Each |  |  | $ | [19 empty] | $ |  | $ |  | $
41011 | Up to 2000 litres...................................................................................................................................................................... | [17 empty] | 37,891.65 5,673.82 6,126.52 17,911.77 | [9 empty] | 41011
41012 | 2000 - 4000 litres.................................................................................................................................................................... | [17 empty] | 12,630.55 5,948.67 6,456.33 36,766.65 | [9 empty] | 41012
(The actual rate should be : $126,305.50 for Item 41012A)
41013 | 4000 - 5000 litres.................................................................................................................................................................... | [17 empty] | 21,050.91 6,041.37 6,606.15 37,709.77 | [9 empty] | 41013
(The actual rate should be : $210,509.10 for Item 41013A)
41014 | 5000 - 7000 litres.................................................................................................................................................................... | [17 empty] | 29,471.28 6,155.61 6,775.37 39,594.94 | [9 empty] | 41014
(The actual rate should be : $294,712.80 for Item 41014A)
41015 | 7000 - 9000 litres.................................................................................................................................................................... | [17 empty] | 50,522.19 6,581.37 7,257.18 40,538.06 | [9 empty] | 41015
(The actual rate should be : $505,221.90 for Item 41015A)
Excess flow valve
Per set
41016 | Excess flow valve for cylinder liquid take-off line................................................................................................................ | [17 empty] | 842.04 |  |  |  | 21.56 |  |  | 22.63 | 188.62 |  | 41016
Vaporizer, indirect heated type, flameproof/ explosion proof c/w necessary
accessories, valves, rubber hose, etc. for vaporizing capacity : -
Each
41017 | 25 kg/ hr.................................................................................................................................................................................. | [17 empty] | 37,891.65 |  |  |  | 122.88 |  |  | 129.34 | 5,656.58 |  | 41017
41018 | 50 kg/ hr.................................................................................................................................................................................. | [17 empty] | 47,154.05 |  |  |  | 122.88 |  |  | 129.34 | 5,656.58 |  | 41018
41/7
41 | LIQUEFIED PETROLEUM GAS | [15 empty] | 41
Item | Item
LIQUEFIED PETROLEUM GAS (LPG) INSTALLATION (CONT'D)
Take | [24 empty] | Take
Supply | [22 empty] | down |  | down |  | Fix
Vaporizer, indirect heated type, flameproof/ explosion proof c/w necessary | [16 empty] | and | [5 empty] | and |  | and set |  | only
accessories, valves, rubber hose, etc. for vaporizing capacity : - (Cont'd) | [16 empty] | fix | [5 empty] | clear |  | aside for
away | [24 empty] | re-use
A | [22 empty] | B |  | C |  | D
Each |  |  | $ | [19 empty] | $ |  | $ |  | $
41019 | Changeover device for liquid withdrawal LPG...................................................................................................................... | [17 empty] | 16,840.73 |  |  |  | 13.86 |  |  | 14.16 | 943.13 |  | 41019
41020 | Changeover device for vapour withdrawal LPG.................................................................................................................... | [17 empty] | 8,420.37 |  |  |  | 13.86 |  |  | 14.16 | 471.03 |  | 41020
41021 | Medium/ low pressure regulator, fail shut off type (all size) c/w necessary accessories,
valves, pressure gauge, etc...................................................................................................................................................... | [18 empty] | 12,630.55 |  |  |  | 13.86 |  |  | 14.16 | 1,131.75 |  | 41021
41022 | High/ medium pressure regulator c/w active & monitor regulator (all size) and necessary
accessories, valves, pressure gauge, etc.................................................................................................................................. | [18 empty] | 12,630.55 |  |  |  | 13.86 |  |  | 14.16 | 1,131.75 |  | 41022
Galvanized mild steel gas pipe to BS EN 10255:2004 or ISO 65:1981,
c/w all necessary accessories : -
Per linear metre
41023 | 15 mm diameter....................................................................................................................................................................... | [17 empty] | 400.84 |  |  |  | 6.41 |  |  | 7.64 | 88.39 |  | 41023
41024 | 20 mm diameter....................................................................................................................................................................... | [17 empty] | 440.92 |  |  |  | 7.05 |  |  | 8.30 | 104.55 |  | 41024
41025 | 25 mm diameter....................................................................................................................................................................... | [17 empty] | 481.00 |  |  |  | 7.24 |  |  | 8.38 | 115.33 |  | 41025
41026 | 32 mm diameter....................................................................................................................................................................... | [17 empty] | 521.10 |  |  |  | 8.85 |  |  | 9.60 | 136.90 |  | 41026
41027 | 40 mm diameter....................................................................................................................................................................... | [17 empty] | 556.72 |  |  |  | 10.18 |  |  | 11.02 | 159.53 |  | 41027
41028 | 50 mm diameter....................................................................................................................................................................... | [17 empty] | 601.27 |  |  |  | 11.78 |  |  | 12.61 | 187.55 |  | 41028
41029 | 65 mm diameter....................................................................................................................................................................... | [17 empty] | 714.03 |  |  |  | 13.90 |  |  | 15.16 | 222.03 |  | 41029
41030 | 80 mm diameter....................................................................................................................................................................... | [17 empty] | 874.37 |  |  |  | 17.28 |  |  | 18.18 | 270.54 |  | 41030
41031 | 100 mm diameter.................................................................................................................................................................... | [17 empty] | 1,066.68 |  |  |  | 20.62 |  |  | 21.57 | 335.22 |  | 41031
41032 | 150 mm diameter.................................................................................................................................................................... | [17 empty] | 1,661.62 |  |  |  | 37.96 |  |  | 40.69 | 530.31 |  | 41032
41/8
41 | LIQUEFIED PETROLEUM GAS | [15 empty] | 41
Item | Item
LIQUEFIED PETROLEUM GAS (LPG) INSTALLATION (CONT'D)
Take | [24 empty] | Take
Supply | [22 empty] | down |  | down |  | Fix
Underground galvanized mild steel gas pipe to BS EN 10216-1:2002, BS EN 10217-1:2002 | [17 empty] | and |  |  |  |  | and |  | and set |  | only
or ANSI/ API Spec 5L:2007 or ASTM A53/ A53M-10:2010, c/w all necessary accessories : - | [17 empty] | fix |  |  |  |  | clear |  | aside for
away | [24 empty] | re-use
A | [22 empty] | B |  | C |  | D
Per linear metre |  |  |  |  | $ | [17 empty] | $ |  | $ |  | $
41033 | 20 mm diameter....................................................................................................................................................................... | [17 empty] | 470.32 |  |  |  | 7.64 |  |  | 8.10 | 126.11 |  | 41033
41034 | 25 mm diameter....................................................................................................................................................................... | [17 empty] | 513.08 |  |  |  | 7.82 |  |  | 8.38 | 140.11 |  | 41034
41035 | 32 mm diameter....................................................................................................................................................................... | [17 empty] | 555.84 |  |  |  | 8.85 |  |  | 9.91 | 160.60 |  | 41035
41036 | 40 mm diameter....................................................................................................................................................................... | [17 empty] | 593.84 |  |  |  | 10.36 |  |  | 11.48 | 188.62 |  | 41036
41037 | 50 mm diameter....................................................................................................................................................................... | [17 empty] | 641.35 |  |  |  | 11.78 |  |  | 12.90 | 230.66 |  | 41037
41038 | 65 mm diameter....................................................................................................................................................................... | [17 empty] | 761.62 |  |  |  | 14.59 |  |  | 15.73 | 269.47 |  | 41038
41039 | 80 mm diameter....................................................................................................................................................................... | [17 empty] | 932.67 |  |  |  | 17.60 |  |  | 18.74 | 301.80 |  | 41039
41040 | 100 mm diameter.................................................................................................................................................................... | [17 empty] | 1,137.79 |  |  |  | 19.78 |  |  | 21.66 | 398.81 |  | 41040
41041 | 150 mm diameter.................................................................................................................................................................... | [17 empty] | 1,772.39 |  |  |  | 32.69 |  |  | 35.23 | 559.41 |  | 41041
Third stage governor regulator : -
Each
41042 | 15 mm diameter....................................................................................................................................................................... | [17 empty] | 421.01 |  |  |  | 27.41 |  |  | 33.15 | 93.78 |  | 41042
41043 | 20 mm diameter....................................................................................................................................................................... | [17 empty] | 547.32 |  |  |  | 27.97 |  |  | 33.82 | 141.20 |  | 41043
41044 | 25 mm diameter....................................................................................................................................................................... | [17 empty] | 715.73 |  |  |  | 28.63 |  |  | 34.48 | 188.62 |  | 41044
Copper gas pipe c/w all necessary accessories : -
Per linear metre
41045 | 12 mm diameter....................................................................................................................................................................... | [17 empty] | 421.01 |  |  |  | 1.83 |  |  | 2.04 | 131.50 |  | 41045
LPG meter c/w all necessary accessories : -
Each
41046 | Up to 2.5 m³/ hr....................................................................................................................................................................... | [17 empty] | 2,526.11 |  |  |  | 24.27 |  |  | 29.75 | 141.20 |  | 41046
41047 | 2.5 - 6.5 m³/ hr......................................................................................................................................................................... | [17 empty] | 5,894.26 |  |  |  | 30.30 |  |  | 35.69 | 141.20 |  | 41047
41048 | 6.5 - 10.5 m³/ hr....................................................................................................................................................................... | [17 empty] | 16,840.73 |  |  |  | 36.30 |  |  | 41.71 | 565.87 |  | 41048
41/9
41 | LIQUEFIED PETROLEUM GAS | [15 empty] | 41
Item | Item
LIQUEFIED PETROLEUM GAS (LPG) INSTALLATION (CONT'D)
Take | [24 empty] | Take
Supply | [22 empty] | down |  | down |  | Fix
LPG isolating valve, globe type or ball type or gate type, including adaptors and | [16 empty] | and | [5 empty] | and |  | and set |  | only
flange as required : - |  |  |  |  | fix | [17 empty] | clear |  | aside for
away | [24 empty] | re-use
A | [22 empty] | B |  | C |  | D
Each |  |  | $ | [19 empty] | $ |  | $ |  | $
41049 | 15 mm diameter....................................................................................................................................................................... | [17 empty] | 235.14 |  |  |  | 27.41 |  |  | 33.15 | 93.78 |  | 41049
41050 | 20 mm diameter....................................................................................................................................................................... | [17 empty] | 285.46 |  |  |  | 27.97 |  |  | 33.82 | 141.20 |  | 41050
41051 | 25 mm diameter....................................................................................................................................................................... | [17 empty] | 335.75 |  |  |  | 28.63 |  |  | 34.48 | 188.62 |  | 41051
41052 | 32 mm diameter....................................................................................................................................................................... | [17 empty] | 406.17 |  |  |  | 29.29 |  |  | 35.04 | 236.05 |  | 41052
41053 | 40 mm diameter....................................................................................................................................................................... | [17 empty] | 486.66 |  |  |  | 29.96 |  |  | 35.70 | 264.07 |  | 41053
41054 | 50 mm diameter....................................................................................................................................................................... | [17 empty] | 587.26 |  |  |  | 31.17 |  |  | 37.02 | 282.40 |  | 41054
41055 | 80 mm diameter....................................................................................................................................................................... | [17 empty] | 889.08 |  |  |  | 35.04 |  |  | 38.77 | 565.87 |  | 41055
LPG cast steel isolating valve, globe type or ball type or gate type, stainless steel stem
including adaptors and flange as required : -
Each
41056 | 65 mm diameter....................................................................................................................................................................... | [17 empty] | 1,276.68 |  |  |  | 32.91 |  |  | 38.77 | 471.03 |  | 41056
41057 | 80 mm diameter....................................................................................................................................................................... | [17 empty] | 1,747.06 |  |  |  | 34.96 |  |  | 40.58 | 565.87 |  | 41057
41058 | 100 mm diameter.................................................................................................................................................................... | [17 empty] | 3,366.36 |  |  |  | 37.48 |  |  | 42.93 | 659.65 |  | 41058
41059 | 150 mm diameter.................................................................................................................................................................... | [17 empty] | 8,588.06 |  |  |  | 49.92 |  |  | 56.99 | 754.49 |  | 41059
41/10
41 | LIQUEFIED PETROLEUM GAS | [15 empty] | 41
Item | Item
LIQUEFIED PETROLEUM GAS (LPG) INSTALLATION (CONT'D)
Take | [24 empty] | Take
Supply | [22 empty] | down |  | down |  | Fix
LPG cast steel quick-action shut-off valve, fail safe, lever operated globe type or | [16 empty] | and | [5 empty] | and |  | and set |  | only
ball type, stainless stem including adaptors and flange as required : - | [16 empty] | fix | [5 empty] | clear |  | aside for
away | [24 empty] | re-use
A | [22 empty] | B |  | C |  | D
Each |  |  | $ | [19 empty] | $ |  | $ |  | $
41060 | 15 mm diameter....................................................................................................................................................................... | [17 empty] | 716.91 |  |  |  | 28.44 |  |  | 34.59 | 93.78 |  | 41060
41061 | 20 mm diameter....................................................................................................................................................................... | [17 empty] | 819.23 |  |  |  | 29.00 |  |  | 35.29 | 141.20 |  | 41061
41062 | 25 mm diameter....................................................................................................................................................................... | [17 empty] | 921.68 |  |  |  | 29.67 |  |  | 35.97 | 188.62 |  | 41062
41063 | 32 mm diameter....................................................................................................................................................................... | [17 empty] | 1,280.14 |  |  |  | 30.38 |  |  | 36.53 | 236.05 |  | 41063
41064 | 40 mm diameter....................................................................................................................................................................... | [17 empty] | 1,515.67 |  |  |  | 31.05 |  |  | 37.20 | 264.07 |  | 41064
41065 | 50 mm diameter....................................................................................................................................................................... | [17 empty] | 1,843.35 |  |  |  | 32.30 |  |  | 38.57 | 282.40 |  | 41065
41066 | 65 mm diameter....................................................................................................................................................................... | [17 empty] | 3,891.63 |  |  |  | 34.14 |  |  | 40.44 | 471.03 |  | 41066
41067 | 80 mm diameter....................................................................................................................................................................... | [17 empty] | 4,631.20 |  |  |  | 36.22 |  |  | 42.32 | 565.87 |  | 41067
41068 | 100 mm diameter.................................................................................................................................................................... | [17 empty] | 6,753.69 |  |  |  | 38.82 |  |  | 44.84 | 659.65 |  | 41068
41069 | 150 mm diameter.................................................................................................................................................................... | [17 empty] | 14,279.39 |  |  |  | 51.67 |  |  | 59.54 | 754.49 |  | 41069
LPG solenoid valve c/w all necessary accessories : -
Each
41070 | Up to 12 mm diameter............................................................................................................................................................ | [17 empty] | 3,368.15 |  |  |  | 23.76 |  |  | 28.96 | 754.49 |  | 41070
41071 | 12 - 20 mm diameter............................................................................................................................................................... | [17 empty] | 6,736.29 |  |  |  | 24.23 |  |  | 29.69 | 1,131.75 |  | 41071
LPG equipment, with GU mark, c/w all necessary accessories : -
Each
41072 | LPG water heater with or without wall case 5 - 10 litres/ min............................................................................................... | [17 empty] | 5,052.22 |  |  |  | 74.51 |  |  | 86.05 | 459.17 |  | 41072
41073 | Build-in stove/ ring burner 1 ring........................................................................................................................................... | [17 empty] | 6,736.29 |  |  |  | 16.21 |  |  | 17.57 | 176.77 |  | 41073
41074 | Build-in stove/ ring burner 2 rings.......................................................................................................................................... | [17 empty] | 21,050.91 |  |  |  | 16.47 |  |  | 17.84 | 191.86 |  | 41074
41075 | LPG rice cooker 5 - 10 litres................................................................................................................................................... | [17 empty] | 33,681.46 |  |  |  | 17.11 |  |  | 18.54 | 217.73 |  | 41075
41/11
41 | LIQUEFIED PETROLEUM GAS | [15 empty] | 41
Item | Item
LIQUEFIED PETROLEUM GAS (LPG) INSTALLATION (CONT'D)
Gas cooker c/w open ring burners, oven, hot plates, a grill, standard baking tray, a | [16 empty] | Take | [7 empty] | Take
roasting tin and a ring type wok adaptor suitable for 300 mm diameter nominal size | [17 empty] | Supply |  |  |  |  | down |  | down |  | Fix
Chinese wok. |  |  |  | and | [18 empty] | and |  | and set |  | only
fix | [22 empty] | clear |  | aside for
away | [24 empty] | re-use
Cooking range power : -
A | [22 empty] | B |  | C |  | D
Each |  |  | $ | [19 empty] | $ |  | $ |  | $
41076 | Up to 11.5 kW......................................................................................................................................................................... | [17 empty] | 21,050.91 |  |  |  | 355.69 |  |  | 374.02 | 699.53 |  | 41076
41077 | 11.5 - 16.7 kW......................................................................................................................................................................... | [17 empty] | 37,891.65 |  |  |  | 469.95 |  |  | 494.75 | 746.96 |  | 41077
LPG Chinese cooking steamer c/w burners, air blowers, gas cock, 3 steam trays per
steamer unit, rice pans, operational and safety controls, water faucet, flame failure
device, automatic gas controller with solenoid valves, flue pipe, dim sum plates, dim
sum tray stand, steamer funnel and all necessary accessories : -
Each
41078 | Single unit............................................................................................................................................................................... | [17 empty] | 42,101.83 |  |  |  | 224.20 |  |  | 309.34 | 1,829.12 |  | 41078
41079 | Double unit.............................................................................................................................................................................. | [17 empty] | 67,362.93 |  |  |  | 268.39 |  |  | 353.54 | 1,934.73 |  | 41079
LPG Chinese cooking range c/w burners, air blowers, gas cock, operational and safety
controls, splash plate, water faucet, water pot, flame failure device, automatic gas
controller with solenoid valves, refractory brick lined combustion chamber, removable
stainless steel plate for spice pots, flue pipes, tail pots and all necessary accessories : -
Each
41080 | 1 x 300 to 600 mm diameter wok........................................................................................................................................... | [17 empty] | 67,362.93 |  |  |  | 232.83 |  |  | 312.58 | 1,709.47 |  | 41080
41081 | 2 x 300 to 600 mm diameter wok........................................................................................................................................... | [17 empty] | 15,156.66 |  |  |  | 260.84 |  |  | 434.38 | 2,803.49 |  | 41081
(The actual rate should be : $151,566.60 for Item 41081A)
41082 | 1 x 800 mm diameter build-in wok......................................................................................................................................... | [17 empty] | 10,104.44 |  |  |  | 261.92 |  |  | 325.51 | 1,725.65 |  | 41082
(The actual rate should be : $101,044.40 for Item 41082A)
41083 | 2 x 800 mm diameter build-in wok......................................................................................................................................... | [17 empty] | 23,577.02 |  |  |  | 301.80 |  |  | 482.89 | 2,950.08 |  | 41083
(The actual rate should be : $235,770.20 for Item 41083A)
41/12
41 | LIQUEFIED PETROLEUM GAS | [15 empty] | 41
Item | Item
LIQUEFIED PETROLEUM GAS (LPG) INSTALLATION (CONT'D)
Take | [24 empty] | Take
Supply | [22 empty] | down |  | down |  | Fix
Pressure test of existing LPG pipework : - | [9 empty] | and | [12 empty] | and |  | and set |  | only
(Note : The following four items will only be paid for if ordered by the Maintenance | [17 empty] | fix |  |  |  |  | clear |  | aside for
Surveyor in writing) |  |  |  |  | away | [19 empty] | re-use
A | [22 empty] | B |  | C |  | D
Per pipeline |  |  |  | $ | [18 empty] | $ |  | $ |  | $
41084 | 15 - 25 mm.............................................................................................................................................................................. | [17 empty] | 3,507.33 |  |  |  | - |  |  | - | - |  | 41084
41085 | 25 - 50 mm.............................................................................................................................................................................. | [17 empty] | 3,797.27 |  |  |  | - |  |  | - | - |  | 41085
41086 | 50 - 80 mm.............................................................................................................................................................................. | [17 empty] | 4,405.18 |  |  |  | - |  |  | - | - |  | 41086
41087 | 80 - 200 mm............................................................................................................................................................................ | [17 empty] | 5,292.26 |  |  |  | - |  |  | - | - |  | 41087
Sundries : -
Each
41088 | Stainless steel box 1.5 mm thick, glass-fronted; size 230 mm x 250 mm x 250 mm............................................................ | [17 empty] | 842.04 |  |  |  | 11.12 |  |  | 11.48 | 46.35 |  | 41088
41089 | LPG vaporizer, indirect heated type, flameproof/ explosion proof c/w necessary
accessories, valves, rubber hose, etc. for vaporizing capacity 100 kg/ hr.............................................................................. | [18 empty] | 50,522.19 |  |  |  | 183.23 |  |  | 187.55 | 7,541.73 |  | 41089
LPG water heater c/w internal water tank, operational controls, safety features, control
panel, flame failure device and all necessary accessories : -
Capacity : -
Each
41090 | 200 to 300 Litres..................................................................................................................................................................... | [17 empty] | 29,471.28 |  |  |  | 208.03 |  |  | 242.53 | 4,005.31 |  | 41090
(The actual rate should be : $294,712.80 for Item 41090A)
41091 | 300 to 450 Litres..................................................................................................................................................................... | [17 empty] | 37,891.65 |  |  |  | 208.03 |  |  | 242.53 | 5,755.73 |  | 41091
(The actual rate should be : $378,916.50 for Item 41091A)
41/13
Section 42
TOWN GAS
42 | TOWN GAS | [8 empty] | 42
SECTION 42
TOWN GAS
SPECIAL CONDITIONS
Measurement |  |  | SC42.01 | [6 empty] | All trench excavation shall be measured separately and paid for at the appropriate
of excavations, |  |  | rates under Section 03 - Excavation of this Schedule. All chases in, and holes through
chases, holes |  |  | existing walls, ceilings, etc. for tubing and pipes, (but not mortices or holes for
and other |  |  | brackets) shall be measured and paid for at the appropriate rates under Section 04 -
subsidiary work |  |  | Concrete Work, Section 05 - Brickwork and Blockwork or other applicable Work
Sections of this Schedule.
Measurement |  |  | SC42.02 | [6 empty] | Pipework shall be measured in linear metres over all in-line fittings, short running
of pipework |  |  | lengths and branches.
Measurement |  |  | SC42.03 | [6 empty] | Testing and commissioning including submission of Testing and Commissioning
of pressure test |  |  | Certificates and Records of Tests have been allowed in the rates under this Section. No
of existing pipework |  |  |  |  | measurement will be made for testing and commissioning except for pressure test of
existing pipework where specifically ordered by the Maintenance Surveyor in writing.
Measurement |  |  | SC42.04 | [6 empty] | Where a temporary supply is ordered by the Maintenance Surveyor, the provision of
of temporary |  |  | all articles, labour and accessory materials (nails, screws, rawplugs and similar) necessary
supply | for fixing shall be of temporary nature. For "use and waste" of all materials, such as
pipework, fittings and accessories, etc., for a period of not exceeding four weeks
from the date of certified completion, 50 per cent of the value of the appropriate "supply
and fix" items after the adjustment of contract percentages will be paid. For a period
exceeding four weeks and not exceeding eight weeks, 55 per cent will be paid and for
each subsequent month a further addition of 5 per cent will be made.
For a period of more than six months, the full rates, as for permanent works will be paid,
and the materials will become the property of the Employer.
No extra payment will be made for the removal of materials in connection with the
temporary supply, but the cost of which shall have been included in the payment as
aforementioned in the first paragraph hereof. The date of certified completion of a
temporary supply shall be the date when the installation is first brought into service.
The date when it ceases to be used shall be the date from which the Maintenance
Surveyor instructs the dismantlement of the installation, or the date when the installation
is no longer in use, whichever is earlier.
42/1
42 | TOWN GAS | [8 empty] | 42
SPECIAL CONDITIONS
Rates generally |  |  | SC42.05 | [6 empty] | The rates for all items shall generally include for : -
(a) | [11 empty] | Colour band and colour identification work.
(b) | [11 empty] | Lettering and engraving for identification, signs, labels in both English and
Chinese.
(c) | [11 empty] | Identification plates, signs, notice plates, discs and labels in both English and
Chinese.
(d) | [11 empty] | Priming or painting off site and proprietary finishes or surface treatment
applied as part of the production process whether applied before or after
fabrication and assembly.
(e) | [11 empty] | All protective and finishing painting work, apart from additional painting work
specifically ordered by the Maintenance Surveyor in writing which shall be
measured separately and paid for at the appropriate rates under Section 15 -
Painting of this Schedule.
(f) | [11 empty] | Any kind of fixing method including provision of screws, nuts, bolts, shims,
washers, clips, brackets, hangers, supports and the like.
(g) | [11 empty] | Provision of expansion joints in service runs wherever they coincide with
structural expansion joints.
(h) | [11 empty] | Submission of catalogues, technical literature, data, calculations, test
certificates and approval documentation covering the equipment and materials
being supplied.
(i) | [11 empty] | Preparing and submitting detail working drawings as required and all shop
drawings for the fabrication and installation.
(j) | [11 empty] | Attendance, as required, of the manufacturers' representative to assist in the
installation and subsequent testing and commissioning.
(k) | [11 empty] | Testing and commissioning including submission of Testing and
Commissioning Certificates and Records of Tests, except pressure test of
existing pipework. (Note : - Pressure test of existing pipework shall be
measured separately if ordered by the Maintenance Surveyor in writing)
(l) | [11 empty] | Provision of all necessary testing instrument of approved type for testing and
commissioning.
(m) | [11 empty] | Provision of mock-up work as specified.
(n) | [11 empty] | Preparing and submitting operation and maintenance manuals and as-fitted
drawings for items of works as required.
(o) | [11 empty] | Provision of schematic diagrams covered front and back with plastic sheet
including fixing to wall.
(p) | [11 empty] | Provision of manufacturer's guarantee.
42/2
42 | TOWN GAS | [8 empty] | 42
SPECIAL CONDITIONS
Rates for |  |  | SC42.06 | [6 empty] | The rates for pipework shall further include for : -
pipework
(a) | [11 empty] | All short lengths, cutting and waste, and joints in the running length.
(b) | [11 empty] | All pipework brackets, supports, hangers, guides, anchors and the like and
alternative method of jointing and fixing as specified (if any).
(c) | [11 empty] | All pipework fittings (e.g. bends, elbows, branches, reducers, tees, caps and
the like) including connections, cutting and jointing pipes to fittings.
(d) | [11 empty] | Screwed sockets, tappings, bosses and welding-necks welded to pipes or
flanges including perforating the pipework or flanges.
(e) | [11 empty] | Connections between pipework of different materials and differing grades of
same material.
(f) | [11 empty] | Wall, floor and ceiling plates.
(g) | [11 empty] | All jointing including provision of flexible connections and/or necessary
adaptors and connectors, welding consumable, jointing tapes, flanges, unions,
gasket, bolts and nuts and the like where required.
(h) | [11 empty] | Expansion loops and compensators including connections, cutting and jointing
to pipes and fittings.
(i) | [11 empty] | Provision of all sleeves for casting in or building in where pipes pass through
slabs, walls or beams and caulking between pipe and sleeve where required.
(j) | [11 empty] | Fixing in any position to floors, walls and ceilings including laying in trenches
and fixing in chases, ducts, false ceilings and similar positions, and wrapping
with protective tape where required.
Rates for |  |  | SC42.07 | [6 empty] | The rates for in-line pipework equipment (e.g. valves, flow meters, gauges and the
in-line | like) shall further include for : -
pipework
equipment |  |  | (a) | [8 empty] | Cutting and jointing to pipes and fittings.
(b) | [11 empty] | Stripping down repacking glands and preparing spindles, as appropriate,
prior to installation.
42/3
42 | TOWN GAS | [8 empty] | 42
SPECIAL CONDITIONS
Rates for |  |  | SC42.08 | [6 empty] | The rates for pressure test of existing pipework (including associated in-line fittings
pressure test |  |  | and in-line pipework equipment and the like) shall include for : -
of existing
pipework |  |  | (a) | [8 empty] | De-gasing and cleaning of pipeline by any means necessary before carrying
out any test.
(b) | [11 empty] | All preparation work including temporary sealing ends of pipes and
connections.
(c) | [11 empty] | Provision of all necessary testing instrument of approved type for pressure
test.
(d) | [11 empty] | Provision of test record.
(e) | [11 empty] | Submission of Surveyor Certificate as specified.
(f) | [11 empty] | Making good all works disturbed.
(g) | [11 empty] | Purging into service.
Rates for |  |  | SC42.09 | [6 empty] | The rates for "Take down and clear away" or "Take down and set aside for re-use"
"Take down |  |  | existing items in connection with town gas installation shall further include for : -
and clear
away" or |  |  | (a) | [8 empty] | Taking down all associated pipeworks and building services works (if any).
"Take down
and set aside for |  |  |  | (b) | [7 empty] | All in-line fittings including brackets, supports, hangers and the like.
re-use"
(c) | [11 empty] | Cutting into existing pipework in position.
(d) | [11 empty] | De-gasing of existing pipework (including associated in-line fittings and the
like) as required.
(c) | [11 empty] | Plugging off remaining ends with plugs or caps as required.
(f) | [11 empty] | Preparing remaining ends of pipeworks and building services works (if any)
to receive connections with new work if required.
(g) | [11 empty] | Making good all works disturbed.
Particular |  |  | SC42.10 | [6 empty] | The Particular Specification for town gas installation can be found in the Contract.
Specification
42/4
42 | TOWN GAS | [8 empty] | 42
Item | Item
TOWN GAS INSTALLATION | [9 empty] | Take | [14 empty] | Take
Supply | [22 empty] | down |  | down |  | Fix
and | [22 empty] | and |  | and set |  | only
Galvanized mild steel gas pipe to BS EN 10255:2004 or ISO 65:1981, | [16 empty] | fix | [5 empty] | clear |  | aside for
c/w all necessary accessories : - | [9 empty] | away | [14 empty] | re-use
A | [22 empty] | B |  | C |  | D
Per linear metre |  |  |  |  | $ | [17 empty] | $ |  | $ |  | $
42001 | 15 mm diameter....................................................................................................................................................................... | [17 empty] | 400.84 |  |  |  | 6.41 |  |  | 7.64 | 88.39 |  | 42001
42002 | 20 mm diameter....................................................................................................................................................................... | [17 empty] | 440.92 |  |  |  | 7.06 |  |  | 8.30 | 104.55 |  | 42002
42003 | 25 mm diameter....................................................................................................................................................................... | [17 empty] | 481.00 |  |  |  | 7.24 |  |  | 8.38 | 115.33 |  | 42003
42004 | 32 mm diameter....................................................................................................................................................................... | [17 empty] | 521.10 |  |  |  | 8.85 |  |  | 9.60 | 136.90 |  | 42004
42005 | 40 mm diameter....................................................................................................................................................................... | [17 empty] | 556.72 |  |  |  | 10.18 |  |  | 11.02 | 159.53 |  | 42005
42006 | 50 mm diameter ...................................................................................................................................................................... | [17 empty] | 601.27 |  |  |  | 11.78 |  |  | 12.61 | 187.55 |  | 42006
42007 | 65 mm diameter....................................................................................................................................................................... | [17 empty] | 714.03 |  |  |  | 13.86 |  |  | 15.16 | 222.03 |  | 42007
42008 | 80 mm diameter....................................................................................................................................................................... | [17 empty] | 874.37 |  |  |  | 17.25 |  |  | 18.18 | 270.54 |  | 42008
42009 | 100 mm diameter.................................................................................................................................................................... | [17 empty] | 1,066.68 |  |  |  | 20.62 |  |  | 21.57 | 335.22 |  | 42009
42010 | 150 mm diameter.................................................................................................................................................................... | [17 empty] | 1,661.64 |  |  |  | 37.96 |  |  | 40.69 | 530.31 |  | 42010
Underground galvanized mild steel gas pipe to BS EN 10216-1:2002, BS EN 10217-1:2002
or ANSI/ API Spec 5L:2007 or ASTM A53/ A53M-10:2010, c/w all necessary accessories : -
Per linear metre
42011 | 20 mm diameter....................................................................................................................................................................... | [17 empty] | 470.32 |  |  |  | 7.64 |  |  | 8.10 | 126.11 |  | 42011
42012 | 25 mm diameter....................................................................................................................................................................... | [17 empty] | 513.08 |  |  |  | 7.82 |  |  | 8.38 | 140.11 |  | 42012
42013 | 32 mm diameter....................................................................................................................................................................... | [17 empty] | 555.84 |  |  |  | 8.85 |  |  | 9.91 | 160.60 |  | 42013
42014 | 40 mm diameter....................................................................................................................................................................... | [17 empty] | 593.84 |  |  |  | 10.36 |  |  | 11.48 | 188.62 |  | 42014
42015 | 50 mm diameter ...................................................................................................................................................................... | [17 empty] | 641.35 |  |  |  | 11.78 |  |  | 12.90 | 230.66 |  | 42015
42016 | 65 mm diameter....................................................................................................................................................................... | [17 empty] | 761.62 |  |  |  | 14.59 |  |  | 15.73 | 269.47 |  | 42016
42017 | 80 mm diameter....................................................................................................................................................................... | [17 empty] | 932.67 |  |  |  | 17.60 |  |  | 18.74 | 301.80 |  | 42017
42018 | 100 mm diameter.................................................................................................................................................................... | [17 empty] | 1,137.79 |  |  |  | 19.78 |  |  | 21.66 | 398.81 |  | 42018
42019 | 150 mm diameter.................................................................................................................................................................... | [17 empty] | 1,772.39 |  |  |  | 32.69 |  |  | 35.23 | 559.41 |  | 42019
42/5
42 | TOWN GAS | [8 empty] | 42
Item | Item
TOWN GAS INSTALLATION (CONT'D) | [12 empty] | Take | [11 empty] | Take
Supply | [22 empty] | down |  | down |  | Fix
and | [22 empty] | and |  | and set |  | only
Bronze isolating valve, globe type or gate type or ball type, including adaptors | [16 empty] | fix | [5 empty] | clear |  | aside for
and flanges as required : - | [9 empty] | away | [14 empty] | re-use
A | [22 empty] | B |  | C |  | D
Each |  |  | $ | [19 empty] | $ |  | $ |  | $
42020 | 15 mm diameter....................................................................................................................................................................... | [17 empty] | 235.14 |  |  |  | 27.41 |  |  | 33.15 | 93.78 |  | 42020
42021 | 20 mm diameter....................................................................................................................................................................... | [17 empty] | 285.46 |  |  |  | 27.97 |  |  | 33.82 | 141.20 |  | 42021
42022 | 25 mm diameter....................................................................................................................................................................... | [17 empty] | 335.75 |  |  |  | 28.63 |  |  | 34.48 | 188.62 |  | 42022
42023 | 32 mm diameter....................................................................................................................................................................... | [17 empty] | 406.18 |  |  |  | 29.29 |  |  | 35.04 | 236.05 |  | 42023
42024 | 40 mm diameter....................................................................................................................................................................... | [17 empty] | 486.66 |  |  |  | 29.96 |  |  | 35.70 | 264.07 |  | 42024
42025 | 50 mm diameter ...................................................................................................................................................................... | [17 empty] | 587.26 |  |  |  | 31.17 |  |  | 37.02 | 282.40 |  | 42025
42026 | 80 mm diameter....................................................................................................................................................................... | [17 empty] | 889.08 |  |  |  | 35.04 |  |  | 40.42 | 565.87 |  | 42026
Cast steel isolating valve, globe type or gate type or ball type, stainless steel stem
including adaptors and flanges as required : -
Each
42027 | 65 mm diameter....................................................................................................................................................................... | [17 empty] | 2,723.61 |  |  |  | 32.91 |  |  | 38.77 | 471.03 |  | 42027
42028 | 80 mm diameter....................................................................................................................................................................... | [17 empty] | 3,314.44 |  |  |  | 34.96 |  |  | 40.58 | 565.87 |  | 42028
42029 | 100 mm diameter.................................................................................................................................................................... | [17 empty] | 4,536.55 |  |  |  | 37.48 |  |  | 42.93 | 659.65 |  | 42029
42030 | 150 mm diameter.................................................................................................................................................................... | [17 empty] | 10,632.84 |  |  |  | 49.92 |  |  | 56.99 | 754.49 |  | 42030
Bronze quick action shut-off valves, lever-operated ball type or globe type,
including adaptors and flanges as required : -
Each
42031 | 20 mm diameter....................................................................................................................................................................... | [17 empty] | 236.76 |  |  |  | 27.97 |  |  | 33.82 | 141.20 |  | 42031
42032 | 25 mm diameter....................................................................................................................................................................... | [17 empty] | 335.75 |  |  |  | 28.63 |  |  | 34.48 | 188.62 |  | 42032
42033 | 32 mm diameter....................................................................................................................................................................... | [17 empty] | 420.77 |  |  |  | 29.29 |  |  | 35.04 | 236.05 |  | 42033
42034 | 40 mm diameter....................................................................................................................................................................... | [17 empty] | 534.35 |  |  |  | 29.96 |  |  | 35.70 | 264.07 |  | 42034
42035 | 50 mm diameter ...................................................................................................................................................................... | [17 empty] | 717.56 |  |  |  | 31.17 |  |  | 37.02 | 282.40 |  | 42035
42/6
42 | TOWN GAS | [8 empty] | 42
Item | Item
TOWN GAS INSTALLATION (CONT'D) | [12 empty] | Take | [11 empty] | Take
Supply | [22 empty] | down |  | down |  | Fix
and | [22 empty] | and |  | and set |  | only
Cast steel quick action shut-off valves, lever-operated ball type or globe type, | [16 empty] | fix | [5 empty] | clear |  | aside for
stainless steel stem including adaptors and flanges as required : - | [14 empty] | away | [9 empty] | re-use
A | [22 empty] | B |  | C |  | D
Each |  |  | $ | [19 empty] | $ |  | $ |  | $
42036 | 65 mm diameter....................................................................................................................................................................... | [17 empty] | 3,497.34 |  |  |  | 32.91 |  |  | 38.77 | 471.03 |  | 42036
42037 | 80 mm diameter....................................................................................................................................................................... | [17 empty] | 3,795.70 |  |  |  | 34.96 |  |  | 40.58 | 565.87 |  | 42037
42038 | 100 mm diameter.................................................................................................................................................................... | [17 empty] | 5,326.86 |  |  |  | 37.48 |  |  | 42.93 | 659.65 |  | 42038
42039 | 150 mm diameter.................................................................................................................................................................... | [17 empty] | 13,025.64 |  |  |  | 49.92 |  |  | 56.99 | 754.49 |  | 42039
Town gas outlet point c/w cocks, including adaptors and flanges as required : -
Each
42040 | 20 mm diameter....................................................................................................................................................................... | [17 empty] | 363.10 |  |  |  | 28.92 |  |  | 36.93 | 45.27 |  | 42040
42041 | 25 mm diameter....................................................................................................................................................................... | [17 empty] | 371.12 |  |  |  | 29.57 |  |  | 37.59 | 47.42 |  | 42041
Gas cock : -
Each
42042 | 2-way flexible tube cock......................................................................................................................................................... | [17 empty] | 600.24 |  |  |  | 36.83 |  |  | 45.12 | 57.12 |  | 42042
42043 | 2-way bench cock, laboratory type 15 mm diameter.............................................................................................................. | [17 empty] | 624.88 |  |  |  | 36.83 |  |  | 45.12 | 57.12 |  | 42043
Sundries : -
Each
42044 | Stainless steel box 1.5 mm thick, glass-fronted; size 230 mm x 250 mm x 250 mm............................................................ | [17 empty] | 615.34 |  |  |  | 11.12 |  |  | 11.48 | 46.35 |  | 42044
Pressure test of existing town gas pipeworks : -
(Note : The following four items will only be paid for if ordered by the Maintenance
Surveyor in writing)
Per pipeline
42045 | 15 - 25 mm.............................................................................................................................................................................. | [17 empty] | 3,507.33 |  |  |  | - |  |  | - | - |  | 42045
42046 | 25 - 50 mm.............................................................................................................................................................................. | [17 empty] | 3,797.27 |  |  |  | - |  |  | - | - |  | 42046
42047 | 50 - 80 mm.............................................................................................................................................................................. | [17 empty] | 4,405.18 |  |  |  | - |  |  | - | - |  | 42047
42048 | 80 - 200 mm............................................................................................................................................................................ | [17 empty] | 5,292.26 |  |  |  | - |  |  | - | - |  | 42048
42/7
Section 43
MEDICAL GASES
43 | MEDICAL GASES | [10 empty] | 43
SECTION 43
MEDICAL GASES
SPECIAL CONDITIONS
Measurement |  |  | SC43.01 | [6 empty] | All trench excavation shall be measured separately and paid for at the appropriate
of excavations, |  |  | rates under Section 03 - Excavation of this Schedule. All chases in, and holes
chases, holes |  |  | through existing walls, ceilings, etc. for tubing and pipes, (but not mortices or
and other |  |  | holes for brackets) shall be measured and paid for at the appropriate rates under
subsidiary work |  |  | Section 04 - Concrete Work, Section 05 - Brickwork and Blockwork or other
applicable Work Sections of this Schedule.
Measurement |  |  | SC43.02 | [6 empty] | All works of electrical power supply up to power supply points (e.g. switchgear
of power supply |  |  | or isolator or spur unit and the like) for the equipment shall be measured
separately and paid for at the appropriate rates under Section 27 - Lighting
Systems and Fixtures, Section 28 - Small Power Distribution, Section 29 - Main
Distribution Systems and Section 30 - Miscellaneous Electrical Installations or
other applicable Work Sections of this Schedule.
Measurement |  |  | SC43.03 | [6 empty] | Pipework shall be measured in linear metres over all in-line fittings, short
of pipework |  |  | running lengths and branches.
Measurement |  |  | SC43.04 | [6 empty] | The indicating/control panel shall be assumed to be located on the same floor as
of indicating/ |  |  | the medical gas pipeline installation. When this panel is located on other floor,
control panel |  |  | the interconnecting cables and the conduit facilities shall be measured separately
from the control panel to the junction box on that floor for which the gas points
of that floor are grouped for connection to the control panel. In such case, the
junction box shall be assumed to be located as near as possible to the control
panel.
Measurement |  |  | SC43.05 | [6 empty] | Testing and commissioning including submission of Testing and Commissioning
of tests on |  |  | Certificates and Records of Tests have been allowed in the rates under this
existing medical |  |  | Section. No measurement will be made for testing and commissioning except
gases system |  |  | for tests on existing medical gases system where specifically ordered by the
Maintenance Surveyor in writing.
43/1
43 | MEDICAL GASES | [10 empty] | 43
SPECIAL CONDITIONS
Measurement |  |  | SC43.06 | [6 empty] | Where a temporary supply is ordered by the Maintenance Surveyor, the provision of
of temporary |  |  | all articles, labour and accessory materials (nails, screws, rawplugs and similar) necessary
supply | for fixing shall be of temporary nature. For "use and waste" of all materials, such as
pipework, fittings and accessories, etc., for a period of not exceeding four weeks
from the date of certified completion, 50 per cent of the value of the appropriate "supply
and fix" items after the adjustment of contract percentages will be paid. For a period
exceeding four weeks and not exceeding eight weeks, 55 per cent will be paid and for
each subsequent month a further addition of 5 per cent will be made.
For a period of more than six months, the full rates, as for permanent works will be paid,
and the materials will become the property of the Employer.
No extra payment will be made for the removal of materials in connection with the
temporary supply, but the cost of which shall have been included in the payment as
aforementioned in the first paragraph hereof. The date of certified completion of a
temporary supply shall be the date when the installation is first brought into service.
The date when it ceases to be used shall be the date from which the Maintenance
Surveyor instructs the dismantlement of the installation, or the date when the installation
is no longer in use, whichever is earlier.
Rates generally |  |  | SC43.07 | [6 empty] | The rates for all items shall generally include for : -
(a) | [11 empty] | Colour band and colour identification work.
(b) | [11 empty] | Lettering and engraving for identification, signs, labels in both English and Chinese.
(c) | [11 empty] | Identification plates, signs, notice plates, discs and labels in both English and Chinese.
(d) | [11 empty] | Priming or painting off site and proprietary finishes or surface treatment
applied as part of the production process whether applied before or after
fabrication and assembly.
(e) | [11 empty] | All protective and finishing painting work, apart from additional painting
work specifically ordered by the Maintenance Surveyor in writing which
shall be measured separately and paid for at the appropriate rates under
Section 15 - Painting of this Schedule.
(f) | [11 empty] | Any kind of fixing method including provision of screws, nuts, bolts,
shims, washers, clips, brackets, hangers, supports and the like.
(g) | [11 empty] | Provision of expansion joints in service runs wherever they coincide
with structural expansion joints.
(h) | [11 empty] | Submission of catalogues, technical literature, data, calculations, test
certificates and approval documentation covering the equipment and
materials being supplied.
43/2
43 | MEDICAL GASES | [10 empty] | 43
SPECIAL CONDITIONS
Rates generally |  |  | SC43.07 | [6 empty] | (i) |  | Preparing and submitting detail working drawings as required and all
(Cont'd) |  |  | (Cont'd) | [6 empty] | shop drawings for the fabrication and installation.
(j) | [11 empty] | Attendance, as required, of the manufacturers' representative to assist in
the installation and subsequent testing and commissioning.
(k) | [11 empty] | Testing and commissioning including submission of Testing and
Commissioning Certificates and Records of Tests, except tests on existing
medical gases system. (Note : - Tests on existing medical gases system shall
be measured separately if ordered by the Maintenance Surveyor in
writing)
(l) | [11 empty] | Provision of all necessary power, labour and testing instrument of
approved type for testing and commissioning.
(m) | [11 empty] | Provision of mock-up work as specified.
(n) | [11 empty] | Preparing and submitting operation and maintenance manuals and
as-fitted drawings for items of works as required.
(o) | [11 empty] | Provision of schematic diagrams covered front and back with plastic
sheet including fixing to wall.
(p) | [11 empty] | Provision of manufacturer's guarantee.
Rates for |  |  | SC43.08 | [6 empty] | The rates for pipework shall further include for : -
pipework
(a) | [11 empty] | All short lengths, cutting and waste, and joints in the running length.
(b) | [11 empty] | All pipework brackets, supports, hangers, guides, anchors and the like
and alternative method of jointing and fixing as specified (if any).
(c) | [11 empty] | All pipework fittings (e.g. bends, elbows, branches, reducers, tees, caps
and the like) including connections, cutting and jointing pipes to fittings.
(d) | [11 empty] | Screwed sockets, tappings, bosses and welding-necks welded to pipes
or flanges including perforating the pipework or flanges.
(e) | [11 empty] | Connections between pipework of different materials and differing
grades of same material.
(f) | [11 empty] | Wall, floor and ceiling plates.
(g) | [11 empty] | All jointing including provision of flexible connections and/or necessary
adaptors and connectors, welding consumable, jointing tapes, flanges,
unions, gasket, bolts and nuts and the like where required.
43/3
43 | MEDICAL GASES | [10 empty] | 43
SPECIAL CONDITIONS
Rates for |  |  | SC43.08 | [6 empty] | (h) |  | Expansion loops and compensators including connections, cutting and
pipework |  |  | (Cont'd) | [6 empty] | jointing to pipes and fittings.
(Cont'd)
(i) | [11 empty] | Provision of all sleeves for casting in or building in where pipes pass
through slabs, walls or beams and caulking between pipe and sleeve
where required.
(j) | [11 empty] | Fixing in any position to floors, walls and ceilings including laying in
trenches and fixing in chases, ducts, false ceilings and similar positions,
and wrapping with protective tape where required.
Rates for |  |  | SC43.09 | [6 empty] | The rates for in-line pipework equipment (e.g. valves, flow meters, gauges and
in-line | the like) shall further include for : -
pipework
equipment |  |  | (a) | [8 empty] | Cutting and jointing to pipes and fittings.
(b) | [11 empty] | Stripping down repacking glands and preparing spindles, as appropriate,
prior to installation.
Rates for |  |  | SC43.10 | [6 empty] | Indicating/control panel shall be measured on the basis of complete unit
indicating/ |  |  | monitoring and controlling the number of zones as specified. Rates for
control panels |  |  | indicating/control panels shall further include for all necessary control wiring,
electronic components, relays, contacts, indicating lamp, push button package,
selector switches, interconnecting cable and associated conduit/trunking
between the equipment and the indicating/control panel and/or for connecting to
existing indicating/control panel as required.
Rates for |  |  | SC43.11 | [6 empty] | The rate for equipment shall further include for : -
equipment
(a) | [11 empty] | All necessary assembly, orientation, alignment, levelling and bolting
down, together with the provision of shims and packing pieces,
strainers, instrumentation and the like.
(b) | [11 empty] | Provision of all associated components.
(c) | [11 empty] | Final connection and terminations to gas supply including all necessary
pipework, valves, gauges and necessary accessories required for
energizing the equipment to properly operate at specified duties.
(d) | [11 empty] | Earth/equipotential bonding.
43/4
43 | MEDICAL GASES | [10 empty] | 43
SPECIAL CONDITIONS
Rates for |  |  | SC43.12 | [6 empty] | The rates for tests on existing medical gases system shall include for : -
tests on
existing |  | (a) | [9 empty] | Cleaning of pipeline by any means necessary before carrying out any
medical gases |  |  | tests.
system
(b) | [11 empty] | All preparation work including temporary sealing ends of pipes and
connections.
(c) | [11 empty] | Provision of all necessary testing instrument and material of approved
type for the tests.
(d) | [11 empty] | Provision of test record.
(e) | [11 empty] | Making good all works disturbed.
Rates for |  |  | SC43.13 | [6 empty] | The rates for "Take down and clear away" or "Take down and set aside for
"Take down |  |  | re-use" existing items in connection with medical gases installation shall further
and clear |  |  | include for : -
away" or
"Take down |  |  | (a) | [8 empty] | Taking down all associated pipework and building services works (if
and set aside |  |  | any).
for re-use"
(b) | [11 empty] | All in-line fittings including brackets, supports, hangers and the like.
(c) | [11 empty] | Cutting into existing pipework in position.
(d) | [11 empty] | De-gasing of existing pipework (including associated in-line fittings and
the like) as required.
(e) | [11 empty] | Plugging off remaining ends with plugs or caps as required.
(f) | [11 empty] | Preparing remaining ends of pipework and building services works (if
any) to receive connections with new work if required.
(g) | [11 empty] | Making good all works disturbed.
43/5
43 | MEDICAL GASES | [10 empty] | 43
SPECIAL CONDITIONS
Rates for |  |  | SC43.14 | [6 empty] | The rates for rental charges for gas regulators, cylinders and other accessories
rental charges |  |  | shall include for : -
for gas
regulators, |  |  | (a) | [8 empty] | Mobilization and demobilization of gas regulators, cylinders and other
cylinders and |  |  | accessories.
other
accessories |  |  | (b) | [8 empty] | Maintenance and repair.
(c) | [11 empty] | Installation in position including all necessary connection to the system.
(d) | [11 empty] | Contractor's profit, establishment and overheads.
(e) | [11 empty] | Licence fees, patent rights and royalties where applicable.
Rates for |  |  | SC43.15 | [6 empty] | The rates for charges for gas filling shall include for : -
charges
for gas | (a) | [10 empty] | Filling up empty cylinders with gas by any means necessary.
filling
(b) | [11 empty] | Disconnecting before filling of gas and reconnecting to the system after
completion of gas filling.
Particular |  |  | SC43.16 | [6 empty] | The Particular Specification for medical gases installation can be found in the
Specification |  |  | Contract.
43/6
43 | MEDICAL GASES | [10 empty] | 43
Item | Item
MEDICAL GASES INSTALLATION
Take | [24 empty] | Take
Medical gas pipework c/w all necessary accessories | [12 empty] | Supply | [9 empty] | down |  | down |  | Fix
and | [22 empty] | and |  | and set |  | only
fix | [22 empty] | clear |  | aside for
Degreased pipework of phosphorous de-oxidized non-arsenical copper to BS EN 1976:1998, | [17 empty] | away | [6 empty] | re-use
BS EN 1057 and BS EN 13348 c/w lock to suit HTM2022's requirement : -
A | [22 empty] | B |  | C |  | D
Per linear metre |  |  |  |  | $ | [17 empty] | $ |  | $ |  | $
43001 | 12 mm diameter....................................................................................................................................................................... | [17 empty] | 288.70 |  |  |  | 9.94 |  |  | 10.87 | 181.09 |  | 43001
43002 | 15 mm diameter....................................................................................................................................................................... | [17 empty] | 314.48 |  |  |  | 10.87 |  |  | 12.09 | 189.73 |  | 43002
43003 | 22 mm diameter....................................................................................................................................................................... | [17 empty] | 355.77 |  |  |  | 12.88 |  |  | 13.71 | 204.47 |  | 43003
43004 | 28 mm diameter....................................................................................................................................................................... | [17 empty] | 405.10 |  |  |  | 14.12 |  |  | 15.32 | 220.22 |  | 43004
43005 | 35 mm diameter....................................................................................................................................................................... | [17 empty] | 503.05 |  |  |  | 15.32 |  |  | 16.50 | 231.82 |  | 43005
43006 | 42 mm diameter....................................................................................................................................................................... | [17 empty] | 612.66 |  |  |  | 16.78 |  |  | 17.99 | 268.53 |  | 43006
43007 | 54 mm diameter....................................................................................................................................................................... | [17 empty] | 721.99 |  |  |  | 17.99 |  |  | 19.45 | 304.34 |  | 43007
43008 | 76 mm diameter....................................................................................................................................................................... | [17 empty] | 1,065.90 |  |  |  | 22.83 |  |  | 24.30 | 358.87 |  | 43008
43009 | 108 mm diameter.................................................................................................................................................................... | [17 empty] | 1,401.09 |  |  |  | 27.67 |  |  | 30.35 | 448.82 |  | 43009
43010 | 159 mm diameter.................................................................................................................................................................... | [17 empty] | 2,123.54 |  |  |  | 37.18 |  |  | 39.83 | 591.93 |  | 43010
Underground medical gas pipework c/w galvanized iron pipe of suitable size enclosing the
underground medical gas pipe and all necessary accessories
Degreased pipework of phosphorous de-oxidized non-arsenical copper to BS EN 1976:1998,
BS EN 1057 and BS EN 13348 c/w lock to suit HTM2022's requirement : -
Per linear metre
43011 | 12 mm diameter....................................................................................................................................................................... | [17 empty] | 419.32 |  |  |  | 19.60 |  |  | 21.06 | 227.39 |  | 43011
43012 | 15 mm diameter....................................................................................................................................................................... | [17 empty] | 434.96 |  |  |  | 20.82 |  |  | 22.29 | 239.08 |  | 43012
43013 | 22 mm diameter....................................................................................................................................................................... | [17 empty] | 525.08 |  |  |  | 24.02 |  |  | 25.25 | 303.01 |  | 43013
43014 | 28 mm diameter....................................................................................................................................................................... | [17 empty] | 592.25 |  |  |  | 26.33 |  |  | 28.05 | 339.83 |  | 43014
43/7
43 | MEDICAL GASES | [10 empty] | 43
Item | Item
MEDICAL GASES INSTALLATION (CONT'D)
Take | [24 empty] | Take
Underground medical gas pipework c/w galvanized iron pipe of suitable size enclosing the | [17 empty] | Supply |  |  |  |  | down |  | down |  | Fix
underground medical gas pipe and all necessary accessories (Cont'd) | [16 empty] | and | [5 empty] | and |  | and set |  | only
fix | [22 empty] | clear |  | aside for
away | [24 empty] | re-use
Degreased pipework of phosphorous de-oxidized non-arsenical copper to BS EN 1976:1998,
BS EN 1057 and BS EN 13348 c/w lock to suit HTM2022's requirement : - (Cont'd)
A | [22 empty] | B |  | C |  | D
Per linear metre |  |  |  |  | $ | [17 empty] | $ |  | $ |  | $
43015 | 35 mm diameter....................................................................................................................................................................... | [17 empty] | 744.97 |  |  |  | 29.02 |  |  | 30.35 | 372.41 |  | 43015
43016 | 42 mm diameter....................................................................................................................................................................... | [17 empty] | 843.54 |  |  |  | 31.67 |  |  | 33.69 | 391.41 |  | 43016
43017 | 54 mm diameter....................................................................................................................................................................... | [17 empty] | 975.21 |  |  |  | 35.17 |  |  | 37.18 | 450.45 |  | 43017
43018 | 76 mm diameter....................................................................................................................................................................... | [17 empty] | 1,477.59 |  |  |  | 45.69 |  |  | 48.36 | 552.25 |  | 43018
43019 | 108 mm diameter.................................................................................................................................................................... | [17 empty] | 1,879.89 |  |  |  | 65.68 |  |  | 68.80 | 692.04 |  | 43019
43020 | 159 mm diameter.................................................................................................................................................................... | [17 empty] | 2,605.86 |  |  |  | 83.32 |  |  | 87.57 | 927.97 |  | 43020
Lever operated ball type full way double seat valves c/w chained labels : -
Each
43021 | 12 mm diameter....................................................................................................................................................................... | [17 empty] | 477.98 |  |  |  | 62.26 |  |  | 74.70 | 85.69 |  | 43021
43022 | 15 mm diameter....................................................................................................................................................................... | [17 empty] | 622.33 |  |  |  | 63.18 |  |  | 75.81 | 90.79 |  | 43022
43023 | 22 mm diameter....................................................................................................................................................................... | [17 empty] | 891.02 |  |  |  | 64.17 |  |  | 77.58 | 104.19 |  | 43023
43024 | 28 mm diameter....................................................................................................................................................................... | [17 empty] | 1,156.71 |  |  |  | 65.35 |  |  | 79.35 | 113.94 |  | 43024
43025 | 35 mm diameter....................................................................................................................................................................... | [17 empty] | 1,505.61 |  |  |  | 66.38 |  |  | 81.18 | 119.47 |  | 43025
43026 | 42 mm diameter....................................................................................................................................................................... | [17 empty] | 1,861.60 |  |  |  | 68.12 |  |  | 84.17 | 127.74 |  | 43026
43027 | 54 mm diameter....................................................................................................................................................................... | [17 empty] | 3,112.36 |  |  |  | 71.67 |  |  | 85.00 | 137.95 |  | 43027
43028 | 76 mm diameter....................................................................................................................................................................... | [17 empty] | 5,018.06 |  |  |  | 77.30 |  |  | 90.96 | 149.21 |  | 43028
43029 | 108 mm diameter.................................................................................................................................................................... | [17 empty] | 6,846.41 |  |  |  | 84.20 |  |  | 98.07 | 171.17 |  | 43029
43030 | 159 mm diameter.................................................................................................................................................................... | [17 empty] | 9,934.24 |  |  |  | 111.92 |  |  | 129.79 | 248.51 |  | 43030
43/8
43 | MEDICAL GASES | [10 empty] | 43
Item | Item
MEDICAL GASES INSTALLATION (CONT'D) | [14 empty] | Take | [9 empty] | Take
Supply | [22 empty] | down |  | down |  | Fix
and | [22 empty] | and |  | and set |  | only
Test point : - |  |  |  | fix | [18 empty] | clear |  | aside for
away | [24 empty] | re-use
A | [22 empty] | B |  | C |  | D
Each |  |  | $ | [19 empty] | $ |  | $ |  | $
43031 | Test point................................................................................................................................................................................. | [17 empty] | 485.87 |  |  |  | 62.05 |  |  | 73.19 | 88.34 |  | 43031
Oxygen terminal unit to HTM 2022 and BS EN ISO 9170-1 accepting probes to BS 5682 : -
Each
43032 | Wall mounted type.................................................................................................................................................................. | [17 empty] | 1,809.03 |  |  |  | 41.16 |  |  | 42.76 | 291.74 |  | 43032
43033 | Bedhead rail type..................................................................................................................................................................... | [17 empty] | 1,845.06 |  |  |  | 41.16 |  |  | 42.76 | 291.74 |  | 43033
43034 | Bench top type......................................................................................................................................................................... | [17 empty] | 1,809.03 |  |  |  | 41.16 |  |  | 42.76 | 291.74 |  | 43034
Nitrous oxide terminal unit to HTM 2022 and BS EN ISO 9170-1 accepting probes to
BS 5682 : -
Each
43035 | Wall mounted type.................................................................................................................................................................. | [17 empty] | 1,812.49 |  |  |  | 41.16 |  |  | 42.76 | 291.74 |  | 43035
43036 | Bedhead rail type..................................................................................................................................................................... | [17 empty] | 1,848.62 |  |  |  | 41.16 |  |  | 42.76 | 291.74 |  | 43036
43037 | Bench top type......................................................................................................................................................................... | [17 empty] | 1,812.49 |  |  |  | 41.16 |  |  | 42.76 | 291.74 |  | 43037
Medical vacuum terminal unit to HTM 2022 and BS EN ISO 9170-1 accepting probes to
BS5682 : -
Each
43038 | Wall mounted type.................................................................................................................................................................. | [17 empty] | 1,816.17 |  |  |  | 41.16 |  |  | 42.76 | 291.74 |  | 43038
43039 | Bedhead rail type..................................................................................................................................................................... | [17 empty] | 1,852.41 |  |  |  | 41.16 |  |  | 42.76 | 291.74 |  | 43039
43040 | Bench top type......................................................................................................................................................................... | [17 empty] | 1,816.17 |  |  |  | 41.16 |  |  | 42.76 | 291.74 |  | 43040
43041 | V-shape mounting bracket for medical vacuum pot ............................................................................................................. | [17 empty] | 351.31 |  |  |  | 25.00 |  |  | 29.31 | 46.36 |  | 43041
43/9
43 | MEDICAL GASES | [10 empty] | 43
Item | Item
MEDICAL GASES INSTALLATION (CONT'D) | [14 empty] | Take | [9 empty] | Take
Supply | [22 empty] | down |  | down |  | Fix
and | [22 empty] | and |  | and set |  | only
Medical air terminal unit to HTM 2022 and BS EN ISO 9170-1 accepting probes to | [17 empty] | fix |  |  |  |  | clear |  | aside for
BS 5682 : - |  |  |  | away | [20 empty] | re-use
A | [22 empty] | B |  | C |  | D
Each |  |  | $ | [19 empty] | $ |  | $ |  | $
43042 | Wall mounted type.................................................................................................................................................................. | [17 empty] | 1,819.04 |  |  |  | 41.16 |  |  | 42.76 | 291.74 |  | 43042
43043 | Bedhead rail type..................................................................................................................................................................... | [17 empty] | 1,854.64 |  |  |  | 41.16 |  |  | 42.76 | 291.74 |  | 43043
43044 | Bench top type......................................................................................................................................................................... | [17 empty] | 1,819.04 |  |  |  | 41.16 |  |  | 42.76 | 291.74 |  | 43044
Surgical air terminal unit to HTM 2022 and BS EN ISO 9170-1 accepting probes to
BS 5682 : -
Each
43045 | Wall mounted type.................................................................................................................................................................. | [17 empty] | 1,819.04 |  |  |  | 41.16 |  |  | 42.76 | 291.74 |  | 43045
43046 | Bedhead rail type..................................................................................................................................................................... | [17 empty] | 1,852.41 |  |  |  | 41.16 |  |  | 42.76 | 291.74 |  | 43046
43047 | Bench top type......................................................................................................................................................................... | [17 empty] | 1,819.04 |  |  |  | 41.16 |  |  | 42.76 | 291.74 |  | 43047
Emergency valve cabinet : -
Each
43048 | Wall mounted type.................................................................................................................................................................. | [17 empty] | 17,385.01 |  |  |  | 279.71 |  |  | 427.03 | 1,818.45 |  | 43048
43049 | Bedhead rail type..................................................................................................................................................................... | [17 empty] | 43,725.14 |  |  |  | 427.03 |  |  | 543.54 | 2,206.27 |  | 43049
43050 | Bench top type......................................................................................................................................................................... | [17 empty] | 17,905.27 |  |  |  | 279.71 |  |  | 427.03 | 1,856.59 |  | 43050
Medical gas plug-off unit for oxygen : -
Each
43051 | Restrictor valve type................................................................................................................................................................ | [17 empty] | 3,137.28 |  |  |  | 66.27 |  |  | 67.73 | 302.46 |  | 43051
43052 | Air flow switch type................................................................................................................................................................ | [17 empty] | 2,863.17 |  |  |  | 66.27 |  |  | 67.73 | 129.83 |  | 43052
43053 | Solenoid valve type................................................................................................................................................................. | [17 empty] | 2,529.96 |  |  |  | 66.27 |  |  | 67.73 | 256.63 |  | 43053
43/10
43 | MEDICAL GASES | [10 empty] | 43
Item | Item
MEDICAL GASES INSTALLATION (CONT'D) | [14 empty] | Take | [9 empty] | Take
Supply | [22 empty] | down |  | down |  | Fix
and | [22 empty] | and |  | and set |  | only
Medical gas plug-off unit for medical vacuum : - | [12 empty] | fix | [9 empty] | clear |  | aside for
away | [24 empty] | re-use
A | [22 empty] | B |  | C |  | D
Each |  |  | $ | [19 empty] | $ |  | $ |  | $
43054 | Restrictor valve type................................................................................................................................................................ | [17 empty] | 3,159.17 |  |  |  | 66.27 |  |  | 67.73 | 302.46 |  | 43054
43055 | Air flow switch type................................................................................................................................................................ | [17 empty] | 2,880.92 |  |  |  | 66.27 |  |  | 67.73 | 129.83 |  | 43055
43056 | Solenoid valve type................................................................................................................................................................. | [17 empty] | 2,293.29 |  |  |  | 66.27 |  |  | 67.73 | 256.63 |  | 43056
Medical gas plug-off unit for nitrous oxide : -
Each
43057 | Restrictor valve type................................................................................................................................................................ | [17 empty] | 3,159.17 |  |  |  | 66.27 |  |  | 67.73 | 302.46 |  | 43057
43058 | Air flow switch type................................................................................................................................................................ | [17 empty] | 2,880.92 |  |  |  | 66.27 |  |  | 67.73 | 129.83 |  | 43058
43059 | Solenoid valve type................................................................................................................................................................. | [17 empty] | 2,293.29 |  |  |  | 66.27 |  |  | 67.73 | 256.63 |  | 43059
Medical gas plug-off unit for medical air : -
Each
43060 | Restrictor valve type................................................................................................................................................................ | [17 empty] | 3,159.17 |  |  |  | 66.27 |  |  | 67.73 | 302.46 |  | 43060
43061 | Air flow switch type................................................................................................................................................................ | [17 empty] | 2,880.92 |  |  |  | 66.27 |  |  | 67.73 | 129.83 |  | 43061
43062 | Solenoid valve type................................................................................................................................................................. | [17 empty] | 2,293.29 |  |  |  | 66.27 |  |  | 67.73 | 256.63 |  | 43062
Medical gas plug-off unit for surgical air : -
Each
43063 | Restrictor valve type................................................................................................................................................................ | [17 empty] | 3,159.17 |  |  |  | 66.27 |  |  | 67.73 | 302.46 |  | 43063
43064 | Air flow switch type................................................................................................................................................................ | [17 empty] | 2,880.92 |  |  |  | 66.27 |  |  | 67.73 | 129.83 |  | 43064
43065 | Solenoid valve type................................................................................................................................................................. | [17 empty] | 2,293.29 |  |  |  | 66.27 |  |  | 67.73 | 256.63 |  | 43065
43/11
43 | MEDICAL GASES | [10 empty] | 43
Item | Item
MEDICAL GASES INSTALLATION (CONT'D)
Take | [24 empty] | Take
Complete manifold control system comprising monitoring panel, pressure control | [16 empty] | Supply | [5 empty] | down |  | down |  | Fix
assembly and relief valve assembly, indicator panel, high pressure and discharge | [16 empty] | and | [5 empty] | and |  | and set |  | only
pressure gauges, warning, control wirings and alarm pressure switches, signs and | [16 empty] | fix | [5 empty] | clear |  | aside for
notices, automatic changeover control to provide a continuous supply of gas from | [16 empty] | away | [7 empty] | re-use
two banks of cylinders : -
A | [22 empty] | B |  | C |  | D
Each |  |  | $ | [19 empty] | $ |  | $ |  | $
43066 | Oxygen.................................................................................................................................................................................... | [17 empty] | 13,397.92 |  |  |  | 750.90 |  |  | 917.68 | 6,654.26 |  | 43066
(The actual rate should be : $133,979.20 for Item 43066A)
43067 | Nitrous oxide........................................................................................................................................................................... | [17 empty] | 13,397.92 |  |  |  | 750.90 |  |  | 917.68 | 6,654.26 |  | 43067
(The actual rate should be : $133,979.20 for Item 43067A)
43068 | Medical air............................................................................................................................................................................... | [17 empty] | 13,397.92 |  |  |  | 750.90 |  |  | 917.68 | 6,654.26 |  | 43068
(The actual rate should be : $133,979.20 for Item 43068A)
43069 | Surgical air.............................................................................................................................................................................. | [17 empty] | 13,397.92 |  |  |  | 750.90 |  |  | 917.68 | 6,654.26 |  | 43069
(The actual rate should be : $133,979.20 for Item 43069A)
Pipework header with copper pig tails for connections to cylinders at manifold : -
Each
43070 | Medical oxygen....................................................................................................................................................................... | [17 empty] | 16,788.03 |  |  |  | 188.01 |  |  | 200.20 | 1,010.11 |  | 43070
43071 | Medical nitrous oxide............................................................................................................................................................. | [17 empty] | 16,788.03 |  |  |  | 188.01 |  |  | 200.20 | 1,010.11 |  | 43071
43072 | Medical compressed air.......................................................................................................................................................... | [17 empty] | 16,788.03 |  |  |  | 188.01 |  |  | 200.20 | 1,010.11 |  | 43072
43073 | Surgical air.............................................................................................................................................................................. | [17 empty] | 16,788.03 |  |  |  | 188.01 |  |  | 200.20 | 1,010.11 |  | 43073
Sundries : -
Each
43074 | Mild steel contoured brackets for cylinders with retaining brass chains .............................................................................. | [17 empty] | 5,109.50 |  |  |  | 41.16 |  |  | 46.06 | 295.79 |  | 43074
43075 | Area alarm panel constantly monitoring local gas pressure for medical oxygen, nitrous
oxide, medical vacuum, medical air, surgical air, c/w all necessary accessories.................................................................. | [18 empty] | 19,321.80 |  |  |  | 159.10 |  |  | 178.82 | 1,341.38 |  | 43075
43076 | Central alarm panel constantly monitoring the complete medical gas services installed
via fully integrated multiplexed system and capable to be linked with repeated panels,
c/w all necessary accessories.................................................................................................................................................. | [18 empty] | 65,020.07 |  |  |  | 332.26 |  |  | 412.38 | 2,339.64 |  | 43076
43077 | Repeated panel linked to central alarm panel, c/w all necessary accessories........................................................................ | [17 empty] | 55,511.02 |  |  |  | 256.46 |  |  | 331.93 | 1,798.74 |  | 43077
43078 | Glass panel for emergency valve cabinet............................................................................................................................... | [17 empty] | 658.03 |  |  |  | 32.46 |  |  | 35.43 | 200.33 |  | 43078
43/12
43 | MEDICAL GASES | [10 empty] | 43
Item | Item
MEDICAL GASES INSTALLATION (CONT'D) | [14 empty] | Take | [9 empty] | Take
Supply | [22 empty] | down |  | down |  | Fix
and | [22 empty] | and |  | and set |  | only
Pressure relief valve c/w chained labels : - | [9 empty] | fix | [12 empty] | clear |  | aside for
away | [24 empty] | re-use
A | [22 empty] | B |  | C |  | D
Each |  |  | $ | [19 empty] | $ |  | $ |  | $
43079 | 12 mm diameter....................................................................................................................................................................... | [17 empty] | 1,409.85 |  |  |  | 61.92 |  |  | 73.88 | 85.69 |  | 43079
43080 | 15 mm diameter....................................................................................................................................................................... | [17 empty] | 2,007.68 |  |  |  | 62.84 |  |  | 75.06 | 104.48 |  | 43080
43081 | 22 mm diameter....................................................................................................................................................................... | [17 empty] | 2,398.69 |  |  |  | 63.87 |  |  | 77.03 | 111.30 |  | 43081
43082 | 28 mm diameter....................................................................................................................................................................... | [17 empty] | 2,973.93 |  |  |  | 65.03 |  |  | 78.84 | 119.41 |  | 43082
43083 | 35 mm diameter....................................................................................................................................................................... | [17 empty] | 3,326.95 |  |  |  | 65.91 |  |  | 80.89 | 120.09 |  | 43083
43084 | 42 mm diameter....................................................................................................................................................................... | [17 empty] | 4,663.65 |  |  |  | 67.87 |  |  | 84.02 | 127.67 |  | 43084
43085 | 54 mm diameter....................................................................................................................................................................... | [17 empty] | 6,666.47 |  |  |  | 71.40 |  |  | 86.84 | 137.57 |  | 43085
43086 | 76 mm diameter....................................................................................................................................................................... | [17 empty] | 10,750.86 |  |  |  | 77.09 |  |  | 90.96 | 149.34 |  | 43086
Three way valves c/w chained labels : -
Each
43087 | 12 mm diameter....................................................................................................................................................................... | [17 empty] | 797.73 |  |  |  | 61.92 |  |  | 73.88 | 85.69 |  | 43087
43088 | 15 mm diameter....................................................................................................................................................................... | [17 empty] | 1,076.38 |  |  |  | 62.84 |  |  | 75.06 | 104.48 |  | 43088
43089 | 22 mm diameter....................................................................................................................................................................... | [17 empty] | 1,425.80 |  |  |  | 63.87 |  |  | 77.03 | 111.30 |  | 43089
43090 | 28 mm diameter....................................................................................................................................................................... | [17 empty] | 1,815.53 |  |  |  | 65.03 |  |  | 78.84 | 119.41 |  | 43090
43091 | 35 mm diameter....................................................................................................................................................................... | [17 empty] | 2,250.12 |  |  |  | 65.91 |  |  | 80.89 | 120.09 |  | 43091
43092 | 42 mm diameter....................................................................................................................................................................... | [17 empty] | 3,299.12 |  |  |  | 67.87 |  |  | 84.02 | 127.67 |  | 43092
43093 | 54 mm diameter....................................................................................................................................................................... | [17 empty] | 5,275.41 |  |  |  | 71.40 |  |  | 86.84 | 137.57 |  | 43093
43094 | 76 mm diameter....................................................................................................................................................................... | [17 empty] | 7,380.38 |  |  |  | 77.09 |  |  | 90.96 | 149.34 |  | 43094
43/13
43 | MEDICAL GASES | [10 empty] | 43
Item | Item
MEDICAL GASES INSTALLATION (CONT'D)
Take | [24 empty] | Take
Supply | [22 empty] | down |  | down |  | Fix
Bacterial filter c/w differential pressure gauge with penetration n.e. 0.05% to BS 3928 | [17 empty] | and |  |  |  |  | and |  | and set |  | only
fix | [22 empty] | clear |  | aside for
away | [24 empty] | re-use
Connecting pipe diameter : -
A | [22 empty] | B |  | C |  | D
Each |  |  | $ | [19 empty] | $ |  | $ |  | $
43095 | 28 mm diameter....................................................................................................................................................................... | [17 empty] | 21,460.00 |  |  |  | 43.88 |  |  | 45.57 | 105.19 |  | 43095
43096 | 35 mm diameter....................................................................................................................................................................... | [17 empty] | 24,251.35 |  |  |  | 50.64 |  |  | 52.13 | 114.22 |  | 43096
43097 | 42 mm diameter....................................................................................................................................................................... | [17 empty] | 26,947.80 |  |  |  | 53.95 |  |  | 55.72 | 122.87 |  | 43097
43098 | 54 mm diameter....................................................................................................................................................................... | [17 empty] | 29,864.50 |  |  |  | 60.79 |  |  | 62.74 | 142.15 |  | 43098
43099 | 76 mm diameter....................................................................................................................................................................... | [17 empty] | 35,942.10 |  |  |  | 76.10 |  |  | 78.27 | 173.78 |  | 43099
43100 | 108 mm diameter.................................................................................................................................................................... | [17 empty] | 42,140.64 |  |  |  | 100.73 |  |  | 102.50 | 222.03 |  | 43100
43101 | 159 mm diameter.................................................................................................................................................................... | [17 empty] | 51,657.54 |  |  |  | 139.38 |  |  | 141.14 | 296.05 |  | 43101
Non-return valve c/w chained labels : -
Each
43102 | 12 mm diameter....................................................................................................................................................................... | [17 empty] | 557.56 |  |  |  | 61.92 |  |  | 74.51 | 83.79 |  | 43102
43103 | 15 mm diameter....................................................................................................................................................................... | [17 empty] | 612.30 |  |  |  | 62.84 |  |  | 76.70 | 100.46 |  | 43103
43104 | 22 mm diameter....................................................................................................................................................................... | [17 empty] | 851.07 |  |  |  | 63.87 |  |  | 80.82 | 107.68 |  | 43104
43105 | 28 mm diameter....................................................................................................................................................................... | [17 empty] | 1,119.12 |  |  |  | 65.03 |  |  | 85.40 | 115.88 |  | 43105
43106 | 35 mm diameter....................................................................................................................................................................... | [17 empty] | 1,291.45 |  |  |  | 65.91 |  |  | 89.31 | 117.95 |  | 43106
43107 | 42 mm diameter....................................................................................................................................................................... | [17 empty] | 1,556.56 |  |  |  | 67.87 |  |  | 92.45 | 125.82 |  | 43107
43108 | 54 mm diameter....................................................................................................................................................................... | [17 empty] | 2,457.87 |  |  |  | 71.40 |  |  | 98.42 | 138.02 |  | 43108
43109 | 76 mm diameter....................................................................................................................................................................... | [17 empty] | 2,747.99 |  |  |  | 77.09 |  |  | 131.37 | 156.63 |  | 43109
43110 | 108 mm diameter.................................................................................................................................................................... | [17 empty] | 4,143.75 |  |  |  | 84.13 |  |  | 156.48 | 181.72 |  | 43110
43111 | 159 mm diameter.................................................................................................................................................................... | [17 empty] | 5,182.67 |  |  |  | 111.81 |  |  | 189.45 | 243.23 |  | 43111
43/14
43 | MEDICAL GASES | [10 empty] | 43
Item | Item
MEDICAL GASES INSTALLATION (CONT'D) | [14 empty] | Take | [9 empty] | Take
Supply | [22 empty] | down |  | down |  | Fix
and | [22 empty] | and |  | and set |  | only
Valve, terminal unit, pressure gauge and vacuum gauge : - | [14 empty] | fix | [7 empty] | clear |  | aside for
away | [24 empty] | re-use
A | [22 empty] | B |  | C |  | D
Each |  |  | $ | [19 empty] | $ |  | $ |  | $
43112 | Tee-piece and isolation valve for pressure switch c/w chained labels.................................................................................. | [17 empty] | 930.61 |  |  |  | 63.04 |  |  | 94.74 | 122.47 |  | 43112
43113 | Pendent type terminal unit...................................................................................................................................................... | [17 empty] | 2,725.10 |  |  |  | 33.89 |  |  | 36.93 | 226.92 |  | 43113
43114 | Pressure gauge c/w isolating ball valve & pipe fittings......................................................................................................... | [17 empty] | 1,333.97 |  |  |  | 53.09 |  |  | 66.20 | 254.02 |  | 43114
43115 | Vacuum gauge c/w isolating ball valve & pipe fittings......................................................................................................... | [17 empty] | 1,355.03 |  |  |  | 53.09 |  |  | 66.20 | 254.02 |  | 43115
Flexible hose : -
Per linear metre
43116 | Flexible hose for O.T. pendent terminal unit......................................................................................................................... | [17 empty] | 2,529.49 |  |  |  | 33.00 |  |  | 44.15 | 175.61 |  | 43116
Pressure transducer : -
Each
43117 | Pressure transducer c/w pressure switch................................................................................................................................ | [17 empty] | 3,175.52 |  |  |  | 60.12 |  |  | 60.93 | 143.43 |  | 43117
Earthing system : -
Per item
43118 | Earthing system for medical gases pipeline........................................................................................................................... | [17 empty] | 4,984.44 |  |  |  | - |  |  | - | - |  | 43118
Pressure regulating valve (O2) c/w chained labels : -
Each
43119 | 15 mm diameter....................................................................................................................................................................... | [17 empty] | 4,816.80 |  |  |  | 61.35 |  |  | 62.41 | 119.12 |  | 43119
43120 | 22 mm diameter....................................................................................................................................................................... | [17 empty] | 6,155.85 |  |  |  | 70.03 |  |  | 75.91 | 131.79 |  | 43120
43121 | 28 mm diameter....................................................................................................................................................................... | [17 empty] | 7,294.17 |  |  |  | 76.92 |  |  | 85.74 | 143.91 |  | 43121
43122 | 35 mm diameter....................................................................................................................................................................... | [17 empty] | 8,852.82 |  |  |  | 95.92 |  |  | 96.95 | 169.68 |  | 43122
43123 | 42 mm diameter....................................................................................................................................................................... | [17 empty] | 10,034.35 |  |  |  | 102.61 |  |  | 105.49 | 185.64 |  | 43123
43/15
43 | MEDICAL GASES | [10 empty] | 43
Item | Item
MEDICAL GASES INSTALLATION (CONT'D) | [14 empty] | Take | [9 empty] | Take
Supply | [22 empty] | down |  | down |  | Fix
and | [22 empty] | and |  | and set |  | only
Pressure regulating valve (N2O) c/w chained labels : - | [12 empty] | fix | [9 empty] | clear |  | aside for
away | [24 empty] | re-use
A | [22 empty] | B |  | C |  | D
Each |  |  | $ | [19 empty] | $ |  | $ |  | $
43124 | 15 mm diameter....................................................................................................................................................................... | [17 empty] | 4,808.86 |  |  |  | 61.35 |  |  | 62.41 | 119.12 |  | 43124
43125 | 22 mm diameter....................................................................................................................................................................... | [17 empty] | 6,155.23 |  |  |  | 70.03 |  |  | 75.91 | 131.79 |  | 43125
43126 | 28 mm diameter....................................................................................................................................................................... | [17 empty] | 7,299.07 |  |  |  | 76.92 |  |  | 85.74 | 143.91 |  | 43126
43127 | 35 mm diameter....................................................................................................................................................................... | [17 empty] | 8,861.33 |  |  |  | 95.92 |  |  | 99.11 | 169.68 |  | 43127
Pressure regulating valve (medical air, surgical air) c/w chained labels : -
Each
43128 | 15 mm diameter....................................................................................................................................................................... | [17 empty] | 4,816.80 |  |  |  | 61.35 |  |  | 62.41 | 119.12 |  | 43128
43129 | 22 mm diameter....................................................................................................................................................................... | [17 empty] | 6,155.85 |  |  |  | 70.03 |  |  | 75.91 | 131.79 |  | 43129
43130 | 28 mm diameter....................................................................................................................................................................... | [17 empty] | 7,294.17 |  |  |  | 76.92 |  |  | 85.74 | 143.91 |  | 43130
43131 | 35 mm diameter....................................................................................................................................................................... | [17 empty] | 8,852.82 |  |  |  | 95.92 |  |  | 99.11 | 169.68 |  | 43131
43132 | 42 mm diameter....................................................................................................................................................................... | [17 empty] | 10,034.35 |  |  |  | 102.61 |  |  | 105.49 | 185.64 |  | 43132
Pressure reducing valve
Each
43133 | Duplex medical gas pressure reducing valve set.................................................................................................................... | [17 empty] | 22,575.00 |  |  |  | 190.41 |  |  | 197.02 | 353.29 |  | 43133
Oxygen concentration monitoring system
Per item
43134 | Oxygen concentration monitoring system c/w monitoring alarm panel, built-in integral
pump with minimum oxygen flow rate at 0.05 l/ min., facilities for DDC/ CCMS and
continuous digital reading of oxygen concentration (0.1% - 99%) to unit HTM 2022......................................................... | [18 empty] | 17,396.24 |  |  |  | 334.47 |  |  | 418.17 | 2,050.01 |  | 43134
(The actual rate should be : $173,962.40 for Item 43134A)
43/16
43 | MEDICAL GASES | [10 empty] | 43
Item | Item
MEDICAL VACUUM SYSTEM
Take | [24 empty] | Take
Supply | [22 empty] | down |  | down |  | Fix
Packaged duplex medical vacuum set, F.A. aspired at 500 mm Hg c/w air-cooled | [16 empty] | and | [5 empty] | and |  | and set |  | only
rotary sliding/ low speed reciprocating vacuum pump and vibration isolators, plant | [17 empty] | fix |  |  |  |  | clear |  | aside for
capacity : - |  |  |  | away | [20 empty] | re-use
A | [22 empty] | B |  | C |  | D
Each |  |  | $ | [19 empty] | $ |  | $ |  | $
43135 | Up to 150 litres/ min............................................................................................................................................................... | [17 empty] | 12,185.69 |  |  |  | 329.54 |  |  | 409.01 | 1,750.50 |  | 43135
(The actual rate should be : $121,856.90 for Item 43135A)
43136 | 150 - 300 litres/ min................................................................................................................................................................ | [17 empty] | 17,384.00 |  |  |  | 339.46 |  |  | 422.02 | 1,789.60 |  | 43136
(The actual rate should be : $173,840.00 for Item 43136A)
43137 | 300 - 500 litres/ min................................................................................................................................................................ | [17 empty] | 22,577.15 |  |  |  | 347.59 |  |  | 430.48 | 1,878.90 |  | 43137
(The actual rate should be : $225,771.50 for Item 43137A)
43138 | 500 - 750 litres/ min................................................................................................................................................................ | [17 empty] | 33,063.57 |  |  |  | 364.15 |  |  | 445.09 | 2,021.78 |  | 43138
(The actual rate should be : $330,635.70 for Item 43138A)
43139 | 750 - 1000 litres/ min.............................................................................................................................................................. | [17 empty] | 41,701.06 |  |  |  | 382.18 |  |  | 464.70 | 2,165.38 |  | 43139
(The actual rate should be : $417,010.60 for Item 43139A)
43140 | 1000 - 1250 litres/ min............................................................................................................................................................ | [17 empty] | 47,547.09 |  |  |  | 398.77 |  |  | 481.63 | 2,310.94 |  | 43140
(The actual rate should be : $475,470.90 for Item 43140A)
43141 | 1250 - 1500 litres/ min............................................................................................................................................................ | [17 empty] | 54,368.48 |  |  |  | 415.50 |  |  | 496.39 | 2,453.99 |  | 43141
(The actual rate should be : $543,684.80 for Item 43141A)
43142 | 1500 - 1750 litres/ min............................................................................................................................................................ | [17 empty] | 60,519.33 |  |  |  | 432.16 |  |  | 515.06 | 2,598.52 |  | 43142
(The actual rate should be : $605,193.30 for Item 43142A)
43143 | 1750 - 2000 litres/ min............................................................................................................................................................ | [17 empty] | 67,250.95 |  |  |  | 448.54 |  |  | 531.85 | 2,744.18 |  | 43143
(The actual rate should be : $672,509.50 for Item 43143A)
Vacuum discharge system : -
Each
43144 | Vacuum discharge system with exhaust pipe and silencer assembly for each pump, design
to meet noise criteria better than 76 NC................................................................................................................................. | [18 empty] | 10,383.29 |  |  |  | 152.26 |  |  | 169.21 | 663.25 |  | 43144
Sanitary trap : -
Each
43145 | Sanitary trap assembly with transparent bowl fitted with sight level tube for each pump.................................................... | [17 empty] | 5,732.42 |  |  |  | 49.35 |  |  | 57.56 | 201.82 |  | 43145
43/17
43 | MEDICAL GASES | [10 empty] | 43
Item | Item
MEDICAL VACUUM SYSTEM (CONT'D) | [12 empty] | Take | [11 empty] | Take
Supply | [22 empty] | down |  | down |  | Fix
and | [22 empty] | and |  | and set |  | only
Horizontal vacuum reservoir to BS EN 286-1:1998 + A2:2005 c/w vacuum gauge | [16 empty] | fix | [5 empty] | clear |  | aside for
with petcock, drainage trap, inlet isolating and non-return valve, water capacity : - | [17 empty] | away | [6 empty] | re-use
A | [22 empty] | B |  | C |  | D
Each |  |  | $ | [19 empty] | $ |  | $ |  | $
43146 | Up to 1500 litres...................................................................................................................................................................... | [17 empty] | 69,903.67 |  |  |  | 654.25 |  |  | 739.15 | 3,304.30 |  | 43146
43147 | 1500 - 2000 litres.................................................................................................................................................................... | [17 empty] | 90,404.51 |  |  |  | 739.15 |  |  | 818.61 | 3,540.78 |  | 43147
43148 | 2000 - 2500 litres.................................................................................................................................................................... | [17 empty] | 11,024.54 |  |  |  | 818.61 |  |  | 977.48 | 3,860.74 |  | 43148
(The actual rate should be : $110,245.40 for Item 43148A)
43149 | 2500 - 3000 litres.................................................................................................................................................................... | [17 empty] | 12,979.10 |  |  |  | 903.36 1,064.44 |  |  |  | 4,125.27 |  | 43149
(The actual rate should be : $129,791.00 for Item 43149A)
43150 | 3000 - 3500 litres.................................................................................................................................................................... | [17 empty] | 14,725.40 |  |  |  | 977.48 1,140.39 |  |  |  | 4,409.85 |  | 43150
(The actual rate should be : $147,254.00 for Item 43150A)
43151 | 3500 - 4000 litres.................................................................................................................................................................... | [17 empty] | 16,448.73 1,064.44 1,227.44 | [7 empty] | 4,675.99 |  | 43151
(The actual rate should be : $164,487.30 for Item 43151A)
43152 | 4000 - 4500 litres.................................................................................................................................................................... | [17 empty] | 18,326.12 1,140.39 1,303.70 | [7 empty] | 4,943.06 |  | 43152
(The actual rate should be : $183,261.20 for Item 43152A)
43153 | 4500 - 5000 litres.................................................................................................................................................................... | [17 empty] | 20,047.61 1,227.44 1,395.31 | [7 empty] | 5,208.90 |  | 43153
(The actual rate should be : $200,476.10 for Item 43153A)
43154 | 5000 - 5500 litres.................................................................................................................................................................... | [17 empty] | 21,798.35 1,303.70 1,467.56 | [7 empty] | 5,475.22 |  | 43154
(The actual rate should be : $217,983.50 for Item 43154A)
43155 | 5500 - 6000 litres.................................................................................................................................................................... | [17 empty] | 23,682.90 1,395.31 1,560.38 | [7 empty] | 5,744.97 |  | 43155
(The actual rate should be : $236,829.00 for Item 43155A)
Duplex medical vacuum set c/w the following : -
Each
43156 | Vacuum drain tanks; including all associated accessories..................................................................................................... | [17 empty] | 5,527.99 |  |  |  | 197.38 |  |  | 212.55 | 912.26 |  | 43156
43157 | Pipeline vacuum gauges including isolating valves............................................................................................................... | [17 empty] | 1,587.47 |  |  |  | 60.73 |  |  | 72.58 | 128.44 |  | 43157
43158 | Vacuum pressure switches including isolating valves........................................................................................................... | [17 empty] | 1,843.78 |  |  |  | 60.73 |  |  | 72.58 | 128.44 |  | 43158
43159 | Medical vacuum plant control panel; c/w all associated accessories and power cables
and conduits connections to adjacent isolating switch.......................................................................................................... | [18 empty] | 54,191.05 |  |  |  | 417.22 |  |  | 550.63 | 4,136.99 |  | 43159
43/18
43 | MEDICAL GASES | [10 empty] | 43
Item | Item
MEDICAL AIR SYSTEM | [9 empty] | Take | [14 empty] | Take
Supply | [22 empty] | down |  | down |  | Fix
and | [22 empty] | and |  | and set |  | only
Triplex medical compressed air plant c/w the following : - | [14 empty] | fix | [7 empty] | clear |  | aside for
away | [24 empty] | re-use
A | [22 empty] | B |  | C |  | D
Each |  |  | $ | [19 empty] | $ |  | $ |  | $
43160 | Air intake filters (3 sets).......................................................................................................................................................... | [17 empty] | 21,359.88 |  |  |  | 154.60 |  |  | 167.47 | 391.93 |  | 43160
43161 | Air intake silencers (3 sets)..................................................................................................................................................... | [17 empty] | 18,380.57 |  |  |  | 154.60 |  |  | 167.47 | 411.44 |  | 43161
43162 | Air compressors; up to 250 litres/ min. (3 sets)..................................................................................................................... | [17 empty] | 99,403.69 |  |  |  | 825.48 1,084.66 |  |  |  | 3,920.92 |  | 43162
43163 | Ditto; 250 - 500 litres/ min. (3 sets)........................................................................................................................................ | [17 empty] | 12,841.64 |  |  |  | 916.68 1,136.66 |  |  |  | 4,292.51 |  | 43163
(The actual rate should be : $128,416.40 for Item 43163A)
43164 | Ditto; 500 - 750 litres/ min. (3 sets)........................................................................................................................................ | [17 empty] | 16,404.03 |  |  |  | 958.72 1,179.55 |  |  |  | 4,644.90 |  | 43164
(The actual rate should be : $164,040.30 for Item 43164A)
43165 | Ditto; 750 - 1000 litres/ min. (3 sets)..................................................................................................................................... | [17 empty] | 19,559.38 1,000.58 1,231.12 | [7 empty] | 4,961.97 |  | 43165
(The actual rate should be : $195,593.80 for Item 43165A)
43166 | Ditto; 1000 - 1250 litres/ min. (3 sets)................................................................................................................................... | [17 empty] | 23,117.08 1,039.03 1,278.24 | [7 empty] | 5,333.95 |  | 43166
(The actual rate should be : $231,170.80 for Item 43166A)
43167 | Ditto; 1250 - 1500 litres/ min. (3 sets)................................................................................................................................... | [17 empty] | 27,195.24 1,080.78 1,320.11 | [7 empty] | 5,625.97 |  | 43167
(The actual rate should be : $271,952.40 for Item 43167A)
43168 | Air-cooled after coolers (3 sets).............................................................................................................................................. | [17 empty] | 42,413.60 |  |  |  | 825.48 1,084.66 |  |  |  | 4,044.01 |  | 43168
43169 | Air receiver; c/w all associated accessories; up to 250 litres/ min. (2 sets)........................................................................... | [17 empty] | 73,172.43 |  |  |  | 544.69 |  |  | 675.71 | 2,367.17 |  | 43169
43170 | Ditto; 250 - 500 litres/ min. (2 sets)........................................................................................................................................ | [17 empty] | 94,088.28 |  |  |  | 574.62 |  |  | 710.62 | 2,677.47 |  | 43170
43171 | Ditto; 500 - 750 litres/ min. (2 sets)........................................................................................................................................ | [17 empty] | 11,356.89 |  |  |  | 601.51 |  |  | 742.48 | 2,922.23 |  | 43171
(The actual rate should be : $113,568.90 for Item 43171A)
43172 | Ditto; 750 - 1000 litres/ min. (2 sets)..................................................................................................................................... | [17 empty] | 13,421.14 |  |  |  | 627.70 |  |  | 772.47 | 3,166.71 |  | 43172
(The actual rate should be : $134,211.40 for Item 43172A)
43173 | Ditto; 1000 - 1250 litres/ min. (2 sets)................................................................................................................................... | [17 empty] | 15,806.42 |  |  |  | 651.49 |  |  | 801.11 | 3,512.28 |  | 43173
(The actual rate should be : $158,064.20 for Item 43173A)
43174 | Ditto; 1250 - 1500 litres/ min. (2 sets)................................................................................................................................... | [17 empty] | 18,342.59 |  |  |  | 679.51 |  |  | 828.57 | 3,857.90 |  | 43174
(The actual rate should be : $183,425.90 for Item 43174A)
43175 | Water separators (2 sets)......................................................................................................................................................... | [17 empty] | 10,828.38 |  |  |  | 106.23 |  |  | 113.32 | 234.52 |  | 43175
43176 | Oil filter (2 sets)...................................................................................................................................................................... | [17 empty] | 17,872.07 |  |  |  | 106.23 |  |  | 113.32 | 234.52 |  | 43176
43177 | Twin column desiccant air dryers; heatless reactivated including all associated
accessories (2 Sets)................................................................................................................................................................. | [18 empty] | 22,655.44 |  |  |  | 544.69 |  |  | 675.71 | 2,517.33 |  | 43177
(The actual rate should be : $226,554.40 for Item 43177A)
43/19
43 | MEDICAL GASES | [10 empty] | 43
Item | Item
MEDICAL AIR SYSTEM (CONT'D) | [11 empty] | Take | [12 empty] | Take
Supply | [22 empty] | down |  | down |  | Fix
and | [22 empty] | and |  | and set |  | only
Triplex medical compressed air plant c/w the following : - (Cont'd) | [16 empty] | fix | [5 empty] | clear |  | aside for
away | [24 empty] | re-use
A | [22 empty] | B |  | C |  | D
Each |  |  | $ | [19 empty] | $ |  | $ |  | $
43178 | Dust filter (2 sets).................................................................................................................................................................... | [17 empty] | 21,846.69 |  |  |  | 106.23 |  |  | 113.32 | 227.67 |  | 43178
43179 | Header c/w dew point alarm probe......................................................................................................................................... | [17 empty] | 26,392.55 |  |  |  | 250.02 |  |  | 290.99 | 925.41 |  | 43179
43180 | Duplex regulating stations...................................................................................................................................................... | [17 empty] | 9,046.48 |  |  |  | 266.05 |  |  | 288.57 | 806.48 |  | 43180
43181 | Active carbon filter (2 sets)..................................................................................................................................................... | [17 empty] | 18,196.75 |  |  |  | 106.23 |  |  | 113.32 | 234.52 |  | 43181
43182 | Bacteria filter c/w sterilizable glass trap and stop valves (2 sets).......................................................................................... | [17 empty] | 50,923.26 |  |  |  | 134.78 |  |  | 147.52 | 271.97 |  | 43182
43183 | Pressure switch........................................................................................................................................................................ | [17 empty] | 434.83 |  |  |  | 41.49 |  |  | 42.24 | 72.41 |  | 43183
43184 | Emergency compressed air manifold; including all associated accessories.......................................................................... | [17 empty] | 21,306.55 |  |  |  | 204.04 |  |  | 252.29 | 2,222.53 |  | 43184
43185 | Medical compressed air plant control panel; c/w all associated accessories, and power
cables and conduits connections to adjacent isolating switch (isolating switch
measured separately)............................................................................................................................................................... | [18 empty] | 75,837.23 |  |  |  | 413.71 |  |  | 545.84 | 3,970.10 |  | 43185
SURGICAL AIR SYSTEM | [9 empty] | Take | [14 empty] | Take
Supply | [22 empty] | down |  | down |  | Fix
and | [22 empty] | and |  | and set |  | only
Duplex surgical compressed air plant c/w the following : - | [14 empty] | fix | [7 empty] | clear |  | aside for
away | [24 empty] | re-use
A | [22 empty] | B |  | C |  | D
Each |  |  | $ | [19 empty] | $ |  | $ |  | $
43186 | Air intake filters (2 sets).......................................................................................................................................................... | [17 empty] | 14,196.09 |  |  |  | 106.23 |  |  | 113.32 | 234.52 |  | 43186
43187 | Air intake silencers (2 sets)..................................................................................................................................................... | [17 empty] | 12,367.26 |  |  |  | 106.23 |  |  | 113.32 | 274.65 |  | 43187
43188 | Air compressors; up to 250 litres/ min. (2 sets)..................................................................................................................... | [17 empty] | 66,632.48 |  |  |  | 544.69 |  |  | 675.71 | 2,571.89 |  | 43188
43189 | Ditto; 250 - 500 litres/ min. (2 sets)........................................................................................................................................ | [17 empty] | 86,138.33 |  |  |  | 574.62 |  |  | 710.62 | 2,812.09 |  | 43189
43190 | Ditto; 500 - 750 litres/ min. (2 sets)........................................................................................................................................ | [17 empty] | 10,858.18 |  |  |  | 601.51 |  |  | 742.48 | 3,029.78 |  | 43190
(The actual rate should be : $108,581.80 for Item 43190A)
43191 | Ditto; 750 - 1000 litres/ min. (2 sets)..................................................................................................................................... | [17 empty] | 13,037.85 |  |  |  | 627.70 |  |  | 772.47 | 3,166.71 |  | 43191
(The actual rate should be : $130,378.50 for Item 43191A)
43192 | Ditto; 1000 - 1250 litres/ min. (2 sets)................................................................................................................................... | [17 empty] | 15,382.24 |  |  |  | 651.49 |  |  | 801.11 | 3,464.34 |  | 43192
(The actual rate should be : $153,822.40 for Item 43192A)
43193 | Ditto; 1250 - 1500 litres/ min. (2 sets)................................................................................................................................... | [17 empty] | 18,409.31 |  |  |  | 679.51 |  |  | 828.57 | 3,681.77 |  | 43193
(The actual rate should be : $184,093.10 for Item 43193A)
43/20
43 | MEDICAL GASES | [10 empty] | 43
Item | Item
SURGICAL AIR SYSTEM (CONT'D) | [11 empty] | Take | [12 empty] | Take
Supply | [22 empty] | down |  | down |  | Fix
and | [22 empty] | and |  | and set |  | only
Duplex surgical compressed air plant c/w the following : - (Cont'd) | [16 empty] | fix | [5 empty] | clear |  | aside for
away | [24 empty] | re-use
A | [22 empty] | B |  | C |  | D
Each |  |  | $ | [19 empty] | $ |  | $ |  | $
43194 | Air-cooled after coolers........................................................................................................................................................... | [17 empty] | 14,070.70 |  |  |  | 277.42 |  |  | 344.37 | 1,276.10 |  | 43194
43195 | Air receiver; c/w all associated accessories; up to 250 litres/ min. (2 sets)........................................................................... | [17 empty] | 73,172.43 |  |  |  | 544.69 |  |  | 675.71 | 2,367.17 |  | 43195
43196 | Ditto; 250 - 500 litres/ min. (2 sets)........................................................................................................................................ | [17 empty] | 94,088.28 |  |  |  | 574.62 |  |  | 710.62 | 2,676.63 |  | 43196
43197 | Ditto; 500 - 750 litres/ min. (2 sets)........................................................................................................................................ | [17 empty] | 11,356.89 |  |  |  | 601.51 |  |  | 742.48 | 2,922.23 |  | 43197
(The actual rate should be : $113,568.90 for Item 43197A)
43198 | Ditto; 750 - 1000 litres/ min. (2 sets)..................................................................................................................................... | [17 empty] | 13,421.14 |  |  |  | 627.70 |  |  | 772.47 | 3,166.71 |  | 43198
(The actual rate should be : $134,211.40 for Item 43198A)
43199 | Ditto; 1000 - 1250 litres/ min. (2 sets)................................................................................................................................... | [17 empty] | 15,806.42 |  |  |  | 651.49 |  |  | 801.11 | 3,512.28 |  | 43199
(The actual rate should be : $158,064.20 for Item 43199A)
43200 | Ditto; 1250 - 1500 litres/ min. (2 sets)................................................................................................................................... | [17 empty] | 18,342.59 |  |  |  | 679.51 |  |  | 828.57 | 3,857.90 |  | 43200
(The actual rate should be : $183,425.90 for Item 43200A)
43201 | Water separators...................................................................................................................................................................... | [17 empty] | 6,537.21 |  |  |  | 51.13 |  |  | 56.30 | 130.44 |  | 43201
43202 | Oil filter................................................................................................................................................................................... | [17 empty] | 10,433.14 |  |  |  | 51.13 |  |  | 56.30 | 130.44 |  | 43202
43203 | Twin column desiccant air dryers; heatless reactivated including all associated
accessories (2 Sets) ................................................................................................................................................................ | [18 empty] | 20,337.06 |  |  |  | 544.69 |  |  | 675.71 | 2,516.48 |  | 43203
(The actual rate should be : $203,370.60 for Item 43203A)
43204 | Dust filter................................................................................................................................................................................. | [17 empty] | 11,022.99 |  |  |  | 51.13 |  |  | 56.30 | 130.44 |  | 43204
43205 | Header c/w dew point alarm probe......................................................................................................................................... | [17 empty] | 26,265.07 |  |  |  | 250.02 |  |  | 290.99 | 925.41 |  | 43205
43206 | Duplex regulating stations...................................................................................................................................................... | [17 empty] | 9,726.00 |  |  |  | 232.92 |  |  | 257.14 | 806.48 |  | 43206
43207 | Active carbon filter................................................................................................................................................................. | [17 empty] | 11,387.67 |  |  |  | 51.13 |  |  | 56.30 | 130.44 |  | 43207
43208 | Bacteria filter c/w sterilizable glass trap and stop valves....................................................................................................... | [17 empty] | 25,199.43 |  |  |  | 66.85 |  |  | 71.13 | 136.49 |  | 43208
43209 | Pressure switch........................................................................................................................................................................ | [17 empty] | 462.53 |  |  |  | 36.15 |  |  | 40.62 | 72.41 |  | 43209
43210 | Emergency surgical air manifold; including all associated accessories................................................................................ | [17 empty] | 21,204.74 |  |  |  | 204.04 |  |  | 252.29 | 2,222.53 |  | 43210
43211 | Surgical air plant control panel; c/w all associated accessories, and power cables and
conduits connections to adjacent isolating switch (isolating switch measured
separately) .............................................................................................................................................................................. | [18 empty] | 72,721.07 |  |  |  | 418.37 |  |  | 546.53 | 3,898.26 |  | 43211
43/21
43 | MEDICAL GASES | [10 empty] | 43
Item | Item
ACTIVE ANAESTHETIC GAS SCAVENGING SYSTEM
Take | [24 empty] | Take
Supply | [22 empty] | down |  | down |  | Fix
Solid drawn seamless, phosphorous de-oxidized, non-arsenical half- hard copper | [16 empty] | and | [5 empty] | and |  | and set |  | only
pipes and fitting to BS EN 1976 and BS EN 1978 in straight random lengths, best | [17 empty] | fix |  |  |  |  | clear |  | aside for
quality to BS EN 1057, in addition to the requirements of HTM 2022 : - | [16 empty] | away | [7 empty] | re-use
A | [22 empty] | B |  | C |  | D
Per linear metre |  |  |  |  | $ | [17 empty] | $ |  | $ |  | $
43212 | 28 mm diameter (SP).............................................................................................................................................................. | [17 empty] | 427.47 |  |  |  | 14.14 |  |  | 15.21 | 244.71 |  | 43212
43213 | 32 mm diameter (SP).............................................................................................................................................................. | [17 empty] | 484.57 |  |  |  | 15.21 |  |  | 16.40 | 262.28 |  | 43213
Supply and installation of the following Active Anaesthetic Gas Scavenging System,
c/w all associated accessories to form on operable systems to BS EN ISO 7396-2,
BS EN ISO 9170-2, BS EN 60601-2-13, BS EN ISO 8835-2, 4 and 5 : -
Approved Active Anaesthetic Gas Scavenging System complete with the following : -
Each
43214 | AGSS terminal outlets ........................................................................................................................................................... | [17 empty] | 2,863.47 |  |  |  | 42.10 |  |  | 44.02 | 298.28 |  | 43214
43215 | Duplex exhauster units (power device) (1350 litres/ min.).................................................................................................... | [17 empty] | 93,029.22 |  |  |  | 679.51 |  |  | 828.57 | 3,410.31 |  | 43215
43216 | Plant isolator and control panel.............................................................................................................................................. | [17 empty] | 30,359.79 |  |  |  | 413.79 |  |  | 546.04 | 3,766.14 |  | 43216
43217 | Remote on-off flow failure starter unit................................................................................................................................... | [17 empty] | 15,325.92 |  |  |  | 217.66 |  |  | 225.43 | 924.90 |  | 43217
43218 | Flow failure switching unit..................................................................................................................................................... | [17 empty] | 10,291.36 |  |  |  | 158.84 |  |  | 167.23 | 746.48 |  | 43218
43219 | Excess vacuum relief regulating valve assembly .................................................................................................................. | [17 empty] | 7,551.86 |  |  |  | 99.96 |  |  | 106.65 | 376.63 |  | 43219
43220 | Receiver with air break device and connecting hoses............................................................................................................ | [17 empty] | 23,593.58 |  |  |  | 575.04 |  |  | 643.73 | 1,243.97 |  | 43220
43/22
43 | MEDICAL GASES | [10 empty] | 43
Item | Item
TESTS ON EXISTING MEDICAL GASES SYSTEM | [14 empty] | Take | [9 empty] | Take
(Note : The following Items 43221 to 43249 inclusive will only be paid for if ordered by | [17 empty] | Supply |  |  |  |  | down |  | down |  | Fix
the Maintenance Surveyor in writing) | [9 empty] | and | [12 empty] | and |  | and set |  | only
fix | [22 empty] | clear |  | aside for
Test on existing Active Anaesthetic Gas Scavenging System : - | [14 empty] | away | [9 empty] | re-use
A | [22 empty] | B |  | C |  | D
Each |  |  | $ | [19 empty] | $ |  | $ |  | $
43221 | Power device and warning system test................................................................................................................................... | [17 empty] | 2,379.26 |  |  |  | - |  |  | - | - |  | 43221
43222 | Receiving system test.............................................................................................................................................................. | [17 empty] | 2,379.26 |  |  |  | - |  |  | - | - |  | 43222
43223 | Performance test...................................................................................................................................................................... | [17 empty] | 4,677.07 |  |  |  | - |  |  | - | - |  | 43223
On-site functional test of existing terminal units and nist connector : -
Each
43224 | Oxygen gas terminal unit........................................................................................................................................................ | [17 empty] | 4,254.18 |  |  |  | - |  |  | - | - |  | 43224
43225 | Medical air terminal unit......................................................................................................................................................... | [17 empty] | 4,254.18 |  |  |  | - |  |  | - | - |  | 43225
43226 | Nitrous oxide terminal unit..................................................................................................................................................... | [17 empty] | 4,254.18 |  |  |  | - |  |  | - | - |  | 43226
43227 | Surgical air terminal unit........................................................................................................................................................ | [17 empty] | 4,254.18 |  |  |  | - |  |  | - | - |  | 43227
On-site identification tests on existing piped medical gas samples : -
Each
43228 | Oxygen gas sample.................................................................................................................................................................. | [17 empty] | 4,538.89 |  |  |  | - |  |  | - | - |  | 43228
43229 | Medical air gas sample............................................................................................................................................................ | [17 empty] | 4,538.89 |  |  |  | - |  |  | - | - |  | 43229
43230 | Nitrous oxide gas sample........................................................................................................................................................ | [17 empty] | 4,538.89 |  |  |  | - |  |  | - | - |  | 43230
43231 | Surgical air gas sample........................................................................................................................................................... | [17 empty] | 4,538.89 |  |  |  | - |  |  | - | - |  | 43231
43/23
43 | MEDICAL GASES | [10 empty] | 43
Item | Item
TESTS ON EXISTING MEDICAL GASES SYSTEM (CONT'D) | [16 empty] | Take | [7 empty] | Take
Supply | [22 empty] | down |  | down |  | Fix
and | [22 empty] | and |  | and set |  | only
On-site purity/ quality tests on existing piped medical gas samples : - | [16 empty] | fix | [5 empty] | clear |  | aside for
away | [24 empty] | re-use
A | [22 empty] | B |  | C |  | D
Each |  |  | $ | [19 empty] | $ |  | $ |  | $
43232 | Oxygen gas sample :
Dragger tube tests on contents of O2, H2O (moisture), CO, CO2, oil………………………………………………….. | [18 empty] | 4,851.79 |  |  |  | - |  |  | - | - |  | 43232
43233 | Medical air gas sample :
Dragger tube tests on contents of O2, H2O (moisture), CO, CO2, oil………………………………………………….. | [18 empty] | 4,851.79 |  |  |  | - |  |  | - | - |  | 43233
43234 | Nitrous oxide gas sample :
Dragger tube tests on contents of O2, H2O (moisture), CO, CO2, oil,
N2O………………………………………………………………………………………………………………………… | [18 empty] | 4,851.79 |  |  |  | - |  |  | - | - |  | 43234
43235 | Surgical air gas sample :
Dragger tube tests on contents of O2, H2O (moisture), CO, CO2, oil…………………………………………………….. | [18 empty] | 4,851.79 |  |  |  | - |  |  | - | - |  | 43235
On-site particulate tests on existing piped medical gas samples : -
Each
43236 | Oxygen gas sample.................................................................................................................................................................. | [17 empty] | 4,813.95 |  |  |  | - |  |  | - | - |  | 43236
43237 | Medical air gas sample............................................................................................................................................................ | [17 empty] | 4,813.95 |  |  |  | - |  |  | - | - |  | 43237
43238 | Nitrous oxide gas sample........................................................................................................................................................ | [17 empty] | 4,813.95 |  |  |  | - |  |  | - | - |  | 43238
43239 | Surgical air gas sample........................................................................................................................................................... | [17 empty] | 4,813.95 |  |  |  | - |  |  | - | - |  | 43239
On-site cross connection tests on existing piped medical gas pipeline systems : -
Per lot
43240 | Oxygen gas system.................................................................................................................................................................. | [17 empty] | 4,354.86 |  |  |  | - |  |  | - | - |  | 43240
43241 | Medical air system.................................................................................................................................................................. | [17 empty] | 4,354.86 |  |  |  | - |  |  | - | - |  | 43241
43242 | Nitrous oxide system............................................................................................................................................................... | [17 empty] | 4,354.86 |  |  |  | - |  |  | - | - |  | 43242
43243 | Surgical air system.................................................................................................................................................................. | [17 empty] | 4,354.86 |  |  |  | - |  |  | - | - |  | 43243
43244 | Vacuum system....................................................................................................................................................................... | [17 empty] | 4,354.86 |  |  |  | - |  |  | - | - |  | 43244
43/24
43 | MEDICAL GASES | [10 empty] | 43
Item | Item
TESTS ON EXISTING MEDICAL GASES SYSTEM (CONT'D) | [16 empty] | Take | [7 empty] | Take
Supply | [22 empty] | down |  | down |  | Fix
and | [22 empty] | and |  | and set |  | only
On-site performance tests on existing piped medical gas pipeline systems : - | [16 empty] | fix | [5 empty] | clear |  | aside for
away | [24 empty] | re-use
A | [22 empty] | B |  | C |  | D
Per lot |  |  | $ | [19 empty] | $ |  | $ |  | $
43245 | Oxygen gas system.................................................................................................................................................................. | [17 empty] | 4,986.37 |  |  |  | - |  |  | - | - |  | 43245
43246 | Medical air system.................................................................................................................................................................. | [17 empty] | 4,986.37 |  |  |  | - |  |  | - | - |  | 43246
43247 | Nitrous oxide system............................................................................................................................................................... | [17 empty] | 4,986.37 |  |  |  | - |  |  | - | - |  | 43247
43248 | Surgical air system.................................................................................................................................................................. | [17 empty] | 4,986.37 |  |  |  | - |  |  | - | - |  | 43248
43249 | Vacuum system....................................................................................................................................................................... | [17 empty] | 4,986.37 |  |  |  | - |  |  | - | - |  | 43249
MISCELLANEOUS
Take | [24 empty] | Take
Provision of medical gas regulators, medical cylinders and other accessories in | [16 empty] | Supply | [5 empty] | down |  | down |  | Fix
anticipation of Medical Gas Interruption | [9 empty] | and | [12 empty] | and |  | and set |  | only
fix | [22 empty] | clear |  | aside for
away | [24 empty] | re-use
Rental charges for gas regulators, cylinders and other accessories for : -
A | [22 empty] | B |  | C |  | D
Per month |  |  |  | $ | [18 empty] | $ |  | $ |  | $
43250 | Oxygen.................................................................................................................................................................................... | [17 empty] | 3,067.73 |  |  |  | - |  |  | - | - |  | 43250
43251 | Nitrous oxide........................................................................................................................................................................... | [17 empty] | 3,067.73 |  |  |  | - |  |  | - | - |  | 43251
43252 | Medical air............................................................................................................................................................................... | [17 empty] | 3,067.73 |  |  |  | - |  |  | - | - |  | 43252
43253 | Surgical air.............................................................................................................................................................................. | [17 empty] | 3,067.73 |  |  |  | - |  |  | - | - |  | 43253
43/25
43 | MEDICAL GASES | [10 empty] | 43
Item | Item
MISCELLANEOUS (CONT'D) | [9 empty] | Take | [14 empty] | Take
Supply | [22 empty] | down |  | down |  | Fix
and | [22 empty] | and |  | and set |  | only
Charges for gas filling for R-size cylinder supply in : - | [12 empty] | fix | [9 empty] | clear |  | aside for
away | [24 empty] | re-use
A | [22 empty] | B |  | C |  | D
Each |  |  | $ | [19 empty] | $ |  | $ |  | $
43254 | Oxygen.................................................................................................................................................................................... | [17 empty] | 1,254.78 |  |  |  | - |  |  | - | - |  | 43254
43255 | Nitrous oxide........................................................................................................................................................................... | [17 empty] | 10,367.02 |  |  |  | - |  |  | - | - |  | 43255
43256 | Medical compressed air.......................................................................................................................................................... | [17 empty] | 995.12 |  |  |  | - |  |  | - | - |  | 43256
43257 | Surgical air.............................................................................................................................................................................. | [17 empty] | 10,367.02 |  |  |  | - |  |  | - | - |  | 43257
Sundries : -
Each
43258 | Portable suction unit and accessories for backing up type piped medical vacuum............................................................... | [17 empty] | 45,602.65 |  |  |  | - |  |  | - | - |  | 43258
43259 | Baseplate for mounting terminal unit on bedhead trunking................................................................................................... | [17 empty] | 223.32 |  |  |  | 26.71 |  |  | 31.71 | 47.43 |  | 43259
43/26
Section 44
CATERING EQUIPMENT
44 | CATERING EQUIPMENT | [13 empty] | 44
SECTION 44
CATERING EQUIPMENT
SPECIAL CONDITIONS
Measurement |  |  | SC44.01 | [6 empty] | All works of electrical power supply up to power supply points (e.g. switchgear
of power supply |  |  | or isolator or spur unit and the like) for the equipment shall be measured
separately and paid for at the appropriate rates under Section 27 - Lighting
Systems and Fixtures, Section 28 - Small Power Distribution, Section 29 - Main
Distribution Systems and Section 30 - Miscellaneous Electrical Installations or
other applicable Work Sections of this Schedule.
For the avoidance of doubt, all items for kitchen furniture in this Section shall
only apply to the works executed by the Approved Suppliers of materials and
Specialist Contractors for Public Works : Catering Equipment Installation.
Measurement |  |  | SC44.02 | [6 empty] | All works of water supply, waste disposal and gas supply up to the respective
of water supply, |  |  | termination points for the equipment shall be measured separately and paid for at
waste disposal |  |  | the appropriate rates under applicable Work Sections of this Schedule.
and gas supply
Measurement |  |  | SC44.03 | [6 empty] | Where a temporary supply is ordered by the Maintenance Surveyor, the provision of
of temporary |  |  | all articles, labour and accessory materials (nails, screws, rawplugs and similar) necessary
supply | for fixing shall be of temporary nature. For "use and waste" of all materials, such as
pipework, fittings and accessories, etc., for a period of not exceeding four weeks
from the date of certified completion, 50 per cent of the value of the appropriate "supply
and fix" items after the adjustment of contract percentages will be paid. For a period
exceeding four weeks and not exceeding eight weeks, 55 per cent will be paid and for
each subsequent month a further addition of 5 per cent will be made.
For a period of more than six months, the full rates, as for permanent works will be paid,
and the materials will become the property of the Employer.
No extra payment will be made for the removal of materials in connection with the
temporary supply, but the cost of which shall have been included in the payment as
aforementioned in the first paragraph hereof. The date of certified completion of a
temporary supply shall be the date when the installation is first brought into service.
The date when it ceases to be used shall be the date from which the Maintenance
Surveyor instructs the dismantlement of the installation, or the date when the installation
is no longer in use, whichever is earlier.
44/1
44 | CATERING EQUIPMENT | [13 empty] | 44
SPECIAL CONDITIONS
Rates generally |  |  | SC44.04 | [6 empty] | The rates for all items shall generally include for : -
(a) | [11 empty] | Colour band and colour identification work.
(b) | [11 empty] | Lettering and engraving for identification, signs, labels in both English
and Chinese.
(c) | [11 empty] | Identification plates, signs, notice plates, discs and labels in both English
and Chinese.
(d) | [11 empty] | Priming or painting off site and proprietary finishes or surface treatment
applied as part of the production process whether applied before or after
fabrication and assembly.
(e) | [11 empty] | All protective and finishing painting work, apart from additional painting
work specifically ordered by the Maintenance Surveyor in writing which
shall be measured separately and paid for at the appropriate rates under
Section 15 - Painting of this Schedule.
(f) | [11 empty] | Any kind of fixing method including drilling of the background and
provision of all fixings, nails, bolts, nuts, washers, holes, screws, plugs,
shotfired pins and the like.
(g) | [11 empty] | Assembling and jointing together with the component parts of composite
units and providing any necessary jointing materials.
(h) | [11 empty] | All brackets and methods of supports.
(i) | [11 empty] | Provision of expansion joints in service runs wherever they coincide
with structural expansion joints.
(j) | [11 empty] | Submission of catalogues, technical literature, data, calculations, test
certificates and approval documentation covering the equipment and
materials being supplied.
(k) | [11 empty] | Preparing and submitting detail working drawings as required and all
shop drawings for the fabrication and installation.
(l) | [11 empty] | Attendance, as required, of the manufacturers' representative to assist in
the installation and subsequent testing and commissioning.
(m) | [11 empty] | Testing and commissioning including submission of Testing and
Commissioning Certificates and Records of Tests.
44/2
44 | CATERING EQUIPMENT | [13 empty] | 44
SPECIAL CONDITIONS
Rates generally |  |  | SC44.04 | [6 empty] | (n) |  | Provision of all necessary power, fuel, labour and testing instrument of
(Cont'd) |  |  | (Cont'd) | [6 empty] | approved type for testing and commissioning.
(o) | [11 empty] | Preparing and submitting operation and maintenance manuals and
as-fitted drawings for items of works as required.
(p) | [11 empty] | Provision of schematic diagrams covered front and back with plastic
sheet including fixing to wall.
(q) | [11 empty] | Provision of manufacturer's guarantee.
Rates for kitchen |  |  |  | SC44.05 | [5 empty] | The rates for kitchen equipment shall further include for : -
equipment
(a) | [11 empty] | All necessary assembly, orientation, alignment, levelling and bolting
down, together with the provision of shims and packing pieces, the
clocking of couplings between drivers and rotating equipment, strainers,
instrumentation and the like.
(b) | [11 empty] | Provision of all associated components.
(c) | [11 empty] | All necessary operational and control accessories forming part of the
equipment.
(d) | [11 empty] | Final connection and terminations to electrical supply, fire alarm, control, monitoring,
interfacing, water supply, gas supply and waste disposal including cables, wirings, conduits,
trunkings, cable trays, fuses, control boxes, short lengths of pipework and necessary
accessories required for energizing the equipment to properly operate at specified duties.
(e) | [11 empty] | Motor starters (if motors in the equipment require motor starters).
(f) | [11 empty] | Earth/equipotential bonding.
44/3
44 | CATERING EQUIPMENT | [13 empty] | 44
SPECIAL CONDITIONS
Rates for kitchen |  |  |  | SC44.06 | [5 empty] | The rates for kitchen furniture shall further include for : -
furniture
(a) | [11 empty] | All framing and components to ensure the rigidity and stability of the
finished work.
(b) | [11 empty] | All accessories necessary for the work.
(c) | [11 empty] | Forming holes for pipes, water taps, building services installations, sink
and the like if required.
(d) | [11 empty] | All necessary ironmongery including door hinges, pull handles and the
like.
Rates for |  |  | SC44.07 | [6 empty] | The rates for "Take down and clear away" or "Take down and set aside for
"Take down |  |  | re-use" existing kitchen equipment shall further include for : -
and clear away"
or "Take down |  |  | (a) | [8 empty] | Taking down all associated plumbing works and building services works.
and set aside
for re-use" |  |  | (b) | [8 empty] | Plugging off remaining ends with plugs or caps as required.
(c) | [11 empty] | Preparing remaining ends of plumbing works and building services
works to receive connections with new work if required.
(d) | [11 empty] | Making good all works disturbed.
Particular |  |  | SC44.08 | [6 empty] | The Particular Specification for catering equipment can be found in the Contract.
Specification
44/4
44 | CATERING EQUIPMENT | [13 empty] | 44
Item | Item
CATERING EQUIPMENT
Kitchen equipment |  |  |  |  | Take | [19 empty] | Take
Supply | [22 empty] | down |  | down |  | Fix
and | [22 empty] | and |  | and set |  | only
Chinese cooking range suitable for 300 to 600 mm Chinese wok c/w burners, | [16 empty] | fix | [5 empty] | clear |  | aside for
air blowers, gas cock, operational and safety controls, splash plate, water faucet, | [16 empty] | away | [7 empty] | re-use
water pot, flame failure device, automatic gas controller with solenoid valves,
refractory brick lined combustion chamber, removable stainless steel plate for spice pots,
flue pipes, tail pots and all necessary accessories : -
A | [22 empty] | B |  | C |  | D
Each |  |  | $ | [19 empty] | $ |  | $ |  | $
44001 | Single stove............................................................................................................................................................................. | [17 empty] | 20,497.97 |  |  |  | 232.83 |  |  | 312.58 | 1,709.47 |  | 44001
44002 | Double stove............................................................................................................................................................................ | [17 empty] | 33,656.20 |  |  |  | 260.84 |  |  | 434.38 | 2,803.49 |  | 44002
Induction type Chinese cooking range suitable for 300 to 600 mm Chinese wok c/w
induction device, operational and safety control, splash plate, water faucet, water pot,
removable stainless steel plate for spice pots, tail pots and all necessary accessories : -
Each
44003 | Single stove............................................................................................................................................................................. | [17 empty] | 50,413.93 |  |  |  | 190.10 |  |  | 255.22 | 1,395.79 |  | 44003
44004 | Double stove............................................................................................................................................................................ | [17 empty] | 97,638.99 |  |  |  | 212.97 |  |  | 354.67 | 2,289.07 |  | 44004
Chinese cooking steamer c/w burners, air blowers, gas cock, 3 steam trays per
steamer unit, rice pans, operational and safety controls, water faucet, flame failure
device, automatic gas controller with solenoid valves, flue pipe, dim sum plates, dim
sum tray stand, steamer funnel and all necessary accessories : -
Each
44005 | Single unit............................................................................................................................................................................... | [17 empty] | 21,819.42 |  |  |  | 224.20 |  |  | 309.34 | 1,829.12 |  | 44005
44006 | Double unit.............................................................................................................................................................................. | [17 empty] | 35,443.00 |  |  |  | 268.39 |  |  | 353.54 | 1,934.73 |  | 44006
44/5
44 | CATERING EQUIPMENT | [13 empty] | 44
Item | Item
CATERING EQUIPMENT (CONT'D)
Take | [24 empty] | Take
Kitchen equipment (Cont'd) | [9 empty] | Supply | [12 empty] | down |  | down |  | Fix
and | [22 empty] | and |  | and set |  | only
fix | [22 empty] | clear |  | aside for
Gas fire range c/w oven fitted with cooking shelves, hangers and base plate, rings, | [17 empty] | away | [6 empty] | re-use
griddle top, burners, flame failure device, control taps, splash back, thermostat,
thermal insulation, adjustable legs and all necessary accessories : -
A | [22 empty] | B |  | C |  | D
Each |  |  | $ | [19 empty] | $ |  | $ |  | $
44007 | Heavy duty type....................................................................................................................................................................... | [17 empty] | 32,152.76 |  |  |  | 196.17 |  |  | 232.83 | 764.20 |  | 44007
Gas burners c/w griddle top, burners, flame failure device and all necessary
accessories : -
Each
44008 | Single burner town gas hot plate............................................................................................................................................ | [17 empty] | 10,862.27 |  |  |  | 20.48 |  |  | 30.18 | 81.92 |  | 44008
44009 | Double burner town gas hot plate........................................................................................................................................... | [17 empty] | 14,483.03 |  |  |  | 25.86 |  |  | 35.56 | 93.78 |  | 44009
Gas stock pot stoves c/w burners, gas cock, flame failure device, automatic gas
controller with solenoid valves, gratings, drip tray, oil pan and all necessary
accessories : -
Each
44010 | Single burner........................................................................................................................................................................... | [17 empty] | 6,082.59 |  |  |  | 104.55 |  |  | 126.11 | 410.66 |  | 44010
44011 | Double burner......................................................................................................................................................................... | [17 empty] | 8,720.97 |  |  |  | 123.96 |  |  | 155.22 | 551.87 |  | 44011
Induction type stock pot stoves c/w induction device, gratings, drip tray, oil pan
and all necessary accessories : -
Each
44012 | Single stove............................................................................................................................................................................. | [17 empty] | 23,422.53 |  |  |  | 85.37 |  |  | 102.97 | 335.31 |  | 44012
44013 | Double stove............................................................................................................................................................................ | [17 empty] | 67,261.75 |  |  |  | 101.21 |  |  | 126.74 | 450.59 |  | 44013
44/6
44 | CATERING EQUIPMENT | [13 empty] | 44
Item | Item
CATERING EQUIPMENT (CONT'D)
Kitchen equipment (Cont'd) | [9 empty] | Take | [14 empty] | Take
Supply | [22 empty] | down |  | down |  | Fix
and | [22 empty] | and |  | and set |  | only
Town gas rice cooker c/w extra rice cooker bowl and cover, rubber hose connection and | [17 empty] | fix |  |  |  |  | clear |  | aside for
automatic flame keeping : - | [9 empty] | away | [14 empty] | re-use
Capacity : -
A | [22 empty] | B |  | C |  | D
Each |  |  | $ | [19 empty] | $ |  | $ |  | $
44014 | 2 - 5 litres................................................................................................................................................................................. | [17 empty] | 2,778.71 |  |  |  | 20.48 |  |  | 31.26 | 85.15 |  | 44014
44015 | 5 - 9 litres................................................................................................................................................................................. | [17 empty] | 3,115.53 |  |  |  | 31.26 |  |  | 36.64 | 114.25 |  | 44015
Upright refrigerator with doors, control panel, compressors cabinet, condensing
unit, door hardware and latches, thermal insulation, thermometer, internal lighting
and all necessary accessories : -
Each
44016 | Up to 550 litres........................................................................................................................................................................ | [17 empty] | 14,490.40 |  |  |  | 80.97 |  |  | 103.85 | 161.94 |  | 44016
44017 | 550 - 1200 litres...................................................................................................................................................................... | [17 empty] | 19,720.49 |  |  |  | 132.01 |  |  | 152.24 | 176.89 |  | 44017
Upright freezer with doors, control panel, compressors cabinet, condensing unit,
door hardware and latches, thermal insulation, thermometer, internal lighting and
all necessary accessories : -
Each
44018 | Up to 550 litres........................................................................................................................................................................ | [17 empty] | 16,048.17 |  |  |  | 81.85 |  |  | 103.85 | 162.82 |  | 44018
44019 | 550 - 1200 litres...................................................................................................................................................................... | [17 empty] | 21,447.73 |  |  |  | 129.36 |  |  | 152.24 | 176.01 |  | 44019
Upright refrigerator/ freezer with doors, control panel, compressors cabinet,
condensing unit, door hardware and latches, thermal insulation, thermometer,
internal lighting and all necessary accessories : -
Each
44020 | Up to 550 litres........................................................................................................................................................................ | [17 empty] | 19,759.80 |  |  |  | 80.09 |  |  | 101.21 | 161.94 |  | 44020
44021 | 550 - 1200 litres...................................................................................................................................................................... | [17 empty] | 20,208.88 |  |  |  | 130.25 |  |  | 148.72 | 176.01 |  | 44021
44/7
44 | CATERING EQUIPMENT | [13 empty] | 44
Item | Item
CATERING EQUIPMENT (CONT'D)
Kitchen equipment (Cont'd) | [9 empty] | Take | [14 empty] | Take
Supply | [22 empty] | down |  | down |  | Fix
and | [22 empty] | and |  | and set |  | only
Dish washer c/w door, adjustable legs, built-in rinse booster, automatic fill, safety | [16 empty] | fix | [5 empty] | clear |  | aside for
cut-out switch, liquid detergent dispenser, rinse line injector, booster pumps, signal | [17 empty] | away | [6 empty] | re-use
lamps, instrument panel, drain pump, dish racks, cup racks and associated side
tables : -
A | [22 empty] | B |  | C |  | D
Each |  |  | $ | [19 empty] | $ |  | $ |  | $
44022 | Dish washer, capacity up to 28 litres...................................................................................................................................... | [17 empty] | 26,103.13 |  |  |  | 166.32 |  |  | 197.14 | 565.01 |  | 44022
Sterilizing sink for milk bottles free standing, with sink cover and internal basket
complete with all accessories : -
Each
44023 | Sterilizing sink, up to 8 litres heating capacity....................................................................................................................... | [17 empty] | 6,530.00 |  |  |  | 50.18 |  |  | 54.56 | 103.85 |  | 44023
Electric water boiler, continuous supply type c/w internal water tank, heater,
thermostat, water level indicator, ball valve, access to maintenance door, indicating
light, switch and faucet : -
Each
44024 | Up to 32 litres, 3 kW............................................................................................................................................................... | [17 empty] | 5,507.49 |  |  |  | 124.10 |  |  | 145.22 | 377.55 |  | 44024
44025 | 32 - 65 litres, 9 kW.................................................................................................................................................................. | [17 empty] | 8,915.49 |  |  |  | 157.54 |  |  | 178.66 | 408.35 |  | 44025
Electric insect killer; wall mounted type : -
Each
44026 | 100W....................................................................................................................................................................................... | [17 empty] | 2,062.99 |  |  |  | 39.60 |  |  | 44.89 | 109.12 |  | 44026
44027 | 200W....................................................................................................................................................................................... | [17 empty] | 2,315.60 |  |  |  | 44.89 |  |  | 50.18 | 153.13 |  | 44027
Fan-assisted balance flue, instantaneous gas water heater c/w temperature selector
and flames failure device; with capacity of : -
Each
44028 | 8.8 litres/ min. at 25°C temperature rise................................................................................................................................. | [17 empty] | 21,640.33 |  |  |  | 128.26 |  |  | 148.76 | 516.30 |  | 44028
44029 | 32 litres/ min. at 25°C temperature rise.................................................................................................................................. | [17 empty] | 43,280.68 |  |  |  | 165.99 |  |  | 194.02 | 668.26 |  | 44029
44030 | 32 litres/ min. at 25°C temperature rise (Condensing Type)................................................................................................. | [17 empty] | 90,182.11 |  |  |  | 191.86 |  |  | 224.20 | 771.75 |  | 44030
44/8
44 | CATERING EQUIPMENT | [13 empty] | 44
Item | Item
CATERING EQUIPMENT (CONT'D)
Take | [24 empty] | Take
Kitchen equipment (Cont'd) | [9 empty] | Supply | [12 empty] | down |  | down |  | Fix
and | [22 empty] | and |  | and set |  | only
fix | [22 empty] | clear |  | aside for
Open flue, instantaneous gas water heater c/w temperature selector and flames | [16 empty] | away | [7 empty] | re-use
failure devices; with capacity of : -
A | [22 empty] | B |  | C |  | D
Each |  |  | $ | [19 empty] | $ |  | $ |  | $
44031 | 10 litres/ min. at 25°C temperature rise.................................................................................................................................. | [17 empty] | 21,640.33 |  |  |  | 128.26 |  |  | 149.81 | 474.26 |  | 44031
44032 | 16 litres/ min. at 25°C temperature rise.................................................................................................................................. | [17 empty] | 43,280.68 |  |  |  | 128.26 |  |  | 149.81 | 508.75 |  | 44032
44033 | 32 litres/ min. at 25°C temperature rise.................................................................................................................................. | [17 empty] | 64,921.01 |  |  |  | 165.99 |  |  | 194.02 | 569.10 |  | 44033
44034 | 32 litres/ min. at 25°C temperature rise (Condensing Type)................................................................................................. | [17 empty] | 90,182.11 |  |  |  | 191.86 |  |  | 224.20 | 654.25 |  | 44034
Steam cabinet c/w burner, gas cock, steaming cabinet with removable wire shelves,
flame failure device, automatic gas controller with solenoid valves, flue pipe, valves,
lighting touch, inspection door, drain trough, flue pipe, sight glass and all necessary
accessories : -
Each
44035 | Gas steaming, three decks oven, approximate size 1200 mm x 1000 mm x 1500 mm high................................................ | [17 empty] | 41,849.21 |  |  |  | 201.56 |  |  | 232.83 | 868.74 |  | 44035
44036 | Single door type steam cabinet, approximate size 850 mm (H) x 1100 mm (W) x 1870 mm (D)........................................ | [17 empty] | 26,636.42 |  |  |  | 185.40 |  |  | 212.33 | 799.76 |  | 44036
44037 | 3-door type steam cabinet, approximate size 1900 mm (H) x 950 mm (W) x 1100 mm (D)................................................ | [17 empty] | 34,635.76 |  |  |  | 201.56 |  |  | 232.83 | 868.74 |  | 44037
Electrical steam cabinet c/w heater, steaming cabinet with removable wire shelves,
valves, lighting touch, inspection door, drain trough, sight glass and all necessary
accessories : -
Each
44038 | Electrical steaming, three decks oven, approximate size 1200 mm x 1000mm x 1500 mm high........................................ | [17 empty] | 35,112.92 |  |  |  | 164.58 |  |  | 190.10 | 709.33 |  | 44038
44039 | Single door type steam cabinet, approximate size 850 mm (H) x 1100 mm (W) x 1870 mm (D)........................................ | [17 empty] | 24,897.27 |  |  |  | 151.37 |  |  | 173.36 | 653.01 |  | 44039
44040 | 3-door type steam cabinet, approximate size 1900 mm (H) x 950 mm (W) x 1100 mm (D)................................................ | [17 empty] | 29,060.60 |  |  |  | 164.58 |  |  | 190.10 | 709.33 |  | 44040
44/9
44 | CATERING EQUIPMENT | [13 empty] | 44
Item | Item
CATERING EQUIPMENT (CONT'D)
Take | [24 empty] | Take
Supply | [22 empty] | down |  | down |  | Fix
Kitchen equipment (Cont'd) | [9 empty] | and | [12 empty] | and |  | and set |  | only
fix | [22 empty] | clear |  | aside for
away | [24 empty] | re-use
Gas kettle c/w burner : -
A | [22 empty] | B |  | C |  | D
Each |  |  | $ | [19 empty] | $ |  | $ |  | $
44041 | Gas single steaming kettle range, 60 kW burner rating, approximate size
1000 x 1200 x 800 mm (H), c/w burner, gas cock, 3 trays with pans and covers, water faucet,
flame failure devices, automatic gas controller with solenoid valves, flue pipe and all
necessary accessories.............................................................................................................................................................. | [18 empty] | 26,608.36 |  |  |  | 178.93 |  |  | 204.79 | 770.66 |  | 44041
44042 | Gas titling kettle, 150 litres, c/w burner, gas cock, operational controls, safety features,
control panel, flame failure device and all necessary accessories ........................................................................................ | [18 empty] | 18,259.56 |  |  |  | 216.65 |  |  | 224.20 | 937.74 |  | 44042
(The actual rate should be : $182,595.60 for Item 44042A)
Bain Marie with hot cabinet c/w drainage tap to well, thermostat, push handle,
rubber corner bumpers, castors, protective panel with temperature control, switch
and power light, flexible coiled cable and all necessary accessories : -
Each
44043 | Approximate size 1200 x 650 x 900 mm high, 1.6 kW......................................................................................................... | [17 empty] | 11,662.20 |  |  |  | 188.62 |  |  | 215.56 | 736.18 |  | 44043
Gas salamander broiler; range mounted, c/w broiling grid with grates, grid lock,
valve controls and automatic lighting : -
Each
44044 | 12 kW, 1200 x 500 x 950 mm approximate........................................................................................................................... | [17 empty] | 18,230.09 |  |  |  | 146.59 |  |  | 171.37 | 638.09 |  | 44044
44/10
44 | CATERING EQUIPMENT | [13 empty] | 44
Item | Item
CATERING EQUIPMENT (CONT'D)
Take | [24 empty] | Take
Kitchen equipment (Cont'd) | [9 empty] | Supply | [12 empty] | down |  | down |  | Fix
and | [22 empty] | and |  | and set |  | only
fix | [22 empty] | clear |  | aside for
Electric beverage bottle cooler; c/w cabinet, lids with hardware and locking device, | [17 empty] | away | [6 empty] | re-use
thermal insulation, refrigeration system, evaporator coils, condenser, controls and
all necessary accessories : -
A | [22 empty] | B |  | C |  | D
Each |  |  | $ | [19 empty] | $ |  | $ |  | $
44045 | 120 bottles of 200 ml size in vertical storage ........................................................................................................................ | [17 empty] | 16,335.51 |  |  |  | 88.90 |  |  | 104.73 | 187.45 |  | 44045
Electric sterilizer c/w heating element fitted with safety device, water container with
covered handle, dipping trays, grab-handle with hooks and stands : -
Each
44046 | 2 kW approximate; up to 22.5 litres....................................................................................................................................... | [17 empty] | 7,499.18 |  |  |  | 62.48 |  |  | 73.05 | 210.34 |  | 44046
Sundries : -
Each
44047 | Cooker and oven with grille top............................................................................................................................................. | [17 empty] | 26,061.04 |  |  |  | 122.88 |  |  | 137.95 | 410.66 |  | 44047
44048 | Deep fat fryer, 20 kW.............................................................................................................................................................. | [17 empty] | 21,850.85 |  |  |  | 121.45 |  |  | 139.93 | 403.06 |  | 44048
44049 | Deep fat fryer c/w cooker........................................................................................................................................................ | [17 empty] | 96,244.78 |  |  |  | 124.10 |  |  | 141.70 | 413.63 |  | 44049
44050 | Grill, 7.5 kW/ hr...................................................................................................................................................................... | [17 empty] | 26,608.36 |  |  |  | 150.48 |  |  | 169.85 | 622.21 |  | 44050
44051 | Pastry oven, 10 kW................................................................................................................................................................. | [17 empty] | 22,566.58 |  |  |  | 160.17 |  |  | 176.01 | 792.07 |  | 44051
44052 | Commercial mincer, 430 x 210 x 380 mm high approximate............................................................................................... | [17 empty] | 7,055.43 |  |  |  | 56.29 |  |  | 61.74 | 168.06 |  | 44052
44053 | Flour mixer, 20 litres............................................................................................................................................................... | [17 empty] | 9,813.94 |  |  |  | 111.79 |  |  | 130.53 | 339.24 |  | 44053
44054 | Flour bin trolley....................................................................................................................................................................... | [17 empty] | 3,932.04 |  |  |  | 22.67 |  |  | 28.14 | 59.41 |  | 44054
44055 | Potato peeler, 300 kg/ hr......................................................................................................................................................... | [17 empty] | 17,093.34 |  |  |  | 93.80 |  |  | 115.69 | 232.92 |  | 44055
44056 | Slicer, 615 x 480 x 450 mm high approximate...................................................................................................................... | [17 empty] | 10,404.20 |  |  |  | 63.32 |  |  | 69.56 | 176.66 |  | 44056
44057 | Automatic coffee machine c/w 2 litres removable water tank............................................................................................... | [17 empty] | 5,725.85 |  |  |  | 4.30 |  |  | 5.39 | 16.17 |  | 44057
44058 | Ice maker, 800 x 600 x 530 mm high approximate, 1.1 kW.................................................................................................. | [17 empty] | 32,628.92 |  |  |  | 83.61 |  |  | 103.85 | 271.06 |  | 44058
44059 | Micro-wave oven, 1000W....................................................................................................................................................... | [17 empty] | 1,945.10 |  |  |  | 3.91 |  |  | 6.25 | 17.20 |  | 44059
44060 | Tea boiler, 45 litres................................................................................................................................................................. | [17 empty] | 5,136.42 |  |  |  | 106.49 |  |  | 124.10 | 277.22 |  | 44060
44/11
44 | CATERING EQUIPMENT | [13 empty] | 44
Item | Item
CATERING EQUIPMENT (CONT'D)
Take | [24 empty] | Take
Supply | [22 empty] | down |  | down |  | Fix
Kitchen equipment (Cont'd) | [9 empty] | and | [12 empty] | and |  | and set |  | only
fix | [22 empty] | clear |  | aside for
away | [24 empty] | re-use
Sundries : - (Cont'd)
A | [22 empty] | B |  | C |  | D
Each |  |  | $ | [19 empty] | $ |  | $ |  | $
44061 | Mobile rice warmer, 650 x 650 x 850 mm high approximate................................................................................................ | [17 empty] | 6,149.66 |  |  |  | 25.01 |  |  | 31.26 | 66.45 |  | 44061
44062 | Mobile soup warmer, 650 x 650 x 850 mm high approximate.............................................................................................. | [17 empty] | 6,149.66 |  |  |  | 25.01 |  |  | 31.26 | 66.45 |  | 44062
44063 | Mobile table, 1400 x 760 x 860 mm high approximate with two undershelves................................................................... | [17 empty] | 4,845.58 |  |  |  | 22.67 |  |  | 28.14 | 59.41 |  | 44063
44064 | Service counter c/w under-counter boiler, 1850 x 850 x 700 mm high approximate........................................................... | [17 empty] | 13,893.60 |  |  |  | 131.13 |  |  | 150.48 | 459.40 |  | 44064
44065 | Rubbish bin with lid, 30 to 40 litres....................................................................................................................................... | [17 empty] | 618.91 |  |  |  | 11.72 |  |  | 13.28 | 22.67 |  | 44065
44066 | Wooden top table 1900 x 750 x 850 mm high....................................................................................................................... | [17 empty] | 6,146.86 |  |  |  | 88.33 |  |  | 108.65 | 287.66 |  | 44066
Kitchen furniture
Stainless steel worktop tables, 850 mm high : -
Each
44067 | 1500 x 750 mm....................................................................................................................................................................... | [17 empty] | 3,349.05 |  |  |  | 68.78 |  |  | 85.20 | 250.92 |  | 44067
44068 | 2000 x 750 mm....................................................................................................................................................................... | [17 empty] | 3,704.96 |  |  |  | 91.45 |  |  | 113.34 | 318.14 |  | 44068
44069 | 1500 x 900 mm....................................................................................................................................................................... | [17 empty] | 3,685.32 |  |  |  | 71.13 |  |  | 94.59 | 264.21 |  | 44069
Stainless steel worktop with undershelf : -
Per linear metre
44070 | 600 mm (W) x 850 mm (H) with 1-tier undershelf................................................................................................................ | [17 empty] | 3,410.67 |  |  |  | 56.29 |  |  | 78.94 | 220.44 |  | 44070
44071 | 600 mm (W) x 850 mm (H) with 2-tier undershelf................................................................................................................ | [17 empty] | 4,010.76 |  |  |  | 68.78 |  |  | 92.23 | 252.48 |  | 44071
44072 | 750 mm (W) x 850 mm (H) with 1-tier undershelf................................................................................................................ | [17 empty] | 3,593.40 |  |  |  | 56.29 |  |  | 78.94 | 214.96 |  | 44072
44073 | 750 mm (W) x 850 mm (H) with 2-tier undershelf................................................................................................................ | [17 empty] | 4,267.16 |  |  |  | 66.45 |  |  | 88.33 | 263.43 |  | 44073
Stainless steel worktop with sink, 850 mm high : -
Each
44074 | 1800 x 750 mm with single sink 500 x 500 x 400 mm deep ................................................................................................ | [17 empty] | 7,704.64 |  |  |  | 118.81 |  |  | 125.86 | 475.25 |  | 44074
44075 | 1800 x 750 mm with double sinks each 500 x 500 x 400 mm deep ..................................................................................... | [17 empty] | 10,230.75 |  |  |  | 130.53 |  |  | 138.35 | 514.34 |  | 44075
44/12
44 | CATERING EQUIPMENT | [13 empty] | 44
Item | Item
CATERING EQUIPMENT (CONT'D)
Take | [24 empty] | Take
Supply | [22 empty] | down |  | down |  | Fix
Kitchen furniture (Cont'd) | [9 empty] | and | [12 empty] | and |  | and set |  | only
fix | [22 empty] | clear |  | aside for
away | [24 empty] | re-use
Stainless steel chopping tables with undershelf : -
A | [22 empty] | B |  | C |  | D
Per linear metre |  |  |  |  | $ | [17 empty] | $ |  | $ |  | $
44076 | 600 mm (W) x 850 mm (H) with 1-tier undershelf................................................................................................................ | [17 empty] | 3,872.54 |  |  |  | 61.74 |  |  | 85.20 | 224.33 |  | 44076
44077 | 600 mm (W) x 850 mm (H) with 2-tier undershelf................................................................................................................ | [17 empty] | 5,005.91 |  |  |  | 74.26 |  |  | 96.93 | 255.61 |  | 44077
44078 | 750 mm (W) x 850 mm (H) with 1-tier undershelf................................................................................................................ | [17 empty] | 4,090.61 |  |  |  | 61.74 |  |  | 85.20 | 231.37 |  | 44078
44079 | 750 mm (W) x 850 mm (H) with 2-tier undershelf................................................................................................................ | [17 empty] | 5,297.67 |  |  |  | 78.94 |  |  | 96.93 | 264.21 |  | 44079
Open shelves : -
Per linear metre
44080 | Open shelves, 3-tiers, 500 mm (D) x 1800 mm (H)............................................................................................................... | [17 empty] | 4,539.85 |  |  |  | 58.62 |  |  | 82.08 | 177.43 |  | 44080
Stainless steel worktop cabinet, 600 mm (D) x 850 mm (H) : -
Per linear metre
44081 | Worktop cabinet with 1-tier intermediate adjustable shelf, hinged doors............................................................................. | [17 empty] | 6,134.51 |  |  |  | 92.23 |  |  | 114.11 | 294.69 |  | 44081
44082 | Worktop cabinet with 1-tier intermediate adjustable shelf, hinged doors
and 1-layer drawers ................................................................................................................................................................ | [18 empty] | 7,539.74 |  |  |  | 100.84 |  |  | 124.28 | 300.94 |  | 44082
44083 | Worktop cabinet with stack of 3 drawers............................................................................................................................... | [17 empty] | 8,545.97 |  |  |  | 107.10 |  |  | 128.97 | 322.05 |  | 44083
Stainless steel choptop cabinet, 600 mm (D) x 850 mm (H) : -
Per linear metre
44084 | Choptop cabinet with 1-tier intermediate adjustable shelf, hinged doors............................................................................. | [17 empty] | 6,396.80 |  |  |  | 89.89 |  |  | 107.87 | 287.66 |  | 44084
44085 | Choptop cabinet with 1-tier intermediate adjustable shelf, hinged doors
and 1-layer drawers ................................................................................................................................................................ | [18 empty] | 7,519.12 |  |  |  | 96.93 |  |  | 113.34 | 306.41 |  | 44085
44/13
44 | CATERING EQUIPMENT | [13 empty] | 44
Item | Item
CATERING EQUIPMENT (CONT'D)
Take | [24 empty] | Take
Supply | [22 empty] | down |  | down |  | Fix
Kitchen furniture (Cont'd) | [9 empty] | and | [12 empty] | and |  | and set |  | only
fix | [22 empty] | clear |  | aside for
away | [24 empty] | re-use
Stainless steel sink cabinet c/w hinged doors, sinks and grease traps : -
A | [22 empty] | B |  | C |  | D
Each |  |  | $ | [19 empty] | $ |  | $ |  | $
44086 | Single sink cabinet, 600 mm (D) x 850 mm (H) x 1300 mm (L) approximate..................................................................... | [17 empty] | 5,831.11 |  |  |  | 103.48 |  |  | 129.34 | 420.36 |  | 44086
44087 | Twin sink cabinet, 600 mm (D) x 850 mm (H) x 2000 mm (L) approximate....................................................................... | [17 empty] | 7,809.90 |  |  |  | 160.60 |  |  | 200.48 | 578.81 |  | 44087
Stainless steel grease trap : -
Each
44088 | Stainless steel grade 316 grease trap 300 x 300 x 500 mm (L), with
moveable baffles to facilitate cleaning .................................................................................................................................. | [18 empty] | 1,178.85 |  |  |  | 10.77 |  |  | 11.85 | 43.12 |  | 44088
Hanging cabinet : -
Per linear metre
44089 | Hanging cabinet with 1-tier intermediate adjustable shelf, 400 mm (D) x 700 mm (H)
with hinged doors ................................................................................................................................................................... | [18 empty] | 4,951.17 |  |  |  | 94.59 |  |  | 117.26 | 249.35 |  | 44089
Cooking bench with 1-tier undershelf, 600 mm (D) x 600 mm (H) : -
Per linear metre
44090 | Cooking bench with splash back 400 mm high..................................................................................................................... | [17 empty] | 2,131.20 |  |  |  | 58.62 |  |  | 82.08 | 196.20 |  | 44090
44091 | Cooking bench with splash back 660 mm high..................................................................................................................... | [17 empty] | 2,195.73 |  |  |  | 63.32 |  |  | 86.78 | 204.03 |  | 44091
Stainless steel wall-mounted rack shelves : -
Each
44092 | 2000 x 350 x 1200 mm high................................................................................................................................................... | [17 empty] | 2,319.82 |  |  |  | 93.03 |  |  | 114.91 | 340.81 |  | 44092
44093 | Ordinary sink........................................................................................................................................................................... | [17 empty] | 2,909.24 |  |  |  | 85.98 |  |  | 106.31 | 289.22 |  | 44093
44094 | Hand basin............................................................................................................................................................................... | [17 empty] | 2,067.20 |  |  |  | 85.98 |  |  | 106.31 | 211.06 |  | 44094
Per linear metre
44095 | Enclosed base 800 x 600 mm high......................................................................................................................................... | [17 empty] | 3,157.64 |  |  |  | 85.98 |  |  | 106.31 | 232.92 |  | 44095
44/14
Section 45
SWIMMING POOL WATER TREATMENT INSTALLATION
45 | SWIMMING POOL WATER TREATMENT INSTALLATION | [16 empty] | 45
SECTION 45
SWIMMING POOL WATER TREATMENT INSTALLATION
SPECIAL CONDITIONS
Measurement |  |  | SC45.01 | [6 empty] | All works of electrical power supply up to power supply points (e.g. switchgear or isolator
of power supply |  |  | or spur unit and the like) for the equipment shall be measured separately and paid for at
the appropriate rates under Section 27 - Lighting System and Fixtures, Section 28 - Small
Power Distribution, Section 29 - Main Distribution System and Section 30 -
Miscellaneous Electrical Installations or other applicable Work Sections of this Schedule.
Measurement |  |  | SC45.02 | [6 empty] | All works of water supply up to the respective termination points for the equipment shall
of water supply |  |  | be measured separately and paid for at the appropriate rates under the applicable Work
Sections of this Schedule.
Measurement |  |  | SC45.03 | [6 empty] | All trench excavation shall be measured separately and paid for at the appropriate rates
of excavations, |  |  | under Section 03 - Excavation of this Schedule. All pipe ducts, concrete thrust blocks and
ducts, chases, |  |  | anchor blocks, chases in, and holes through existing walls, ceilings and similar for pipes,
holes and other |  |  | etc., (but not mortices or holes for brackets) except specifically stated, shall be measured
subsidiary work |  |  | and paid for at the appropriate rates under Section 04 - Concrete Work, Section 05 -
Brickwork and Blockwork, Section 12 - Roadwork and Cable Duct and Section 13 -
Plumbing and Drainage or other applicable Work Sections of this Schedule.
Measurement |  |  | SC45.04 | [6 empty] | Pipework shall be measured in linear metres over all in-line fittings, short running lengths
of pipework |  |  | and branches.
Measurement |  |  | SC45.05 | [6 empty] | Insulation to pipework shall be measured in linear metres for the diameter of the pipes to
of insulation to |  |  | be insulated.
pipework
Measurement |  |  | SC45.06 | [6 empty] | Cables for the equipment, control/indicating panels, fire alarm points, etc. have been
of heat | allowed in the rates under this Section. No measurement shall be made for cables except
resistant |  |  | for heat resistant cables where specifically ordered by the Maintenance Surveyor in
cables and low |  |  | writing.
smoke zero
halogen cables |  |  | Heat resistant cables and low smoke zero halogen cables shall be measured the net length
as fixed in linear metres.
45/1
45 | SWIMMING POOL WATER TREATMENT INSTALLATION | [16 empty] | 45
SPECIAL CONDITIONS
Measurement |  |  | SC45.07 | [6 empty] | Where a temporary supply is ordered by the Maintenance Surveyor, the provision of all
of temporary |  |  | articles, labour and accessory materials (nails, screws, rawplugs and similar) necessary for
supply | fixing shall be of temporary nature. For "use and waste" of all materials, such as cables,
fittings and accessories, etc., for a period of not exceeding four weeks from the date of
certified completion, 50 per cent of the value of the appropriate "supply and fix" items after
the adjustment of contract percentages will be paid. For a period exceeding four weeks
and not exceeding eight weeks, 55 per cent will be paid and for each subsequent month a
further addition of 5 per cent will be made.
For a period of more than six months, the full rates, as for permanent works will be paid,
and the materials will become the property of the Employer.
No extra payment will be made for the removal of materials in connection with the
temporary supply, but the cost of which shall have been included in the payment as
aforementioned in the first paragraph hereof. The date of certified completion of a
temporary supply shall be the date when the installation is first brought into service. The
date when it ceases to be used shall be the date from which the Maintenance Surveyor
instructs the dismantlement of the installation, or the date when the installation is no longer
in use, whichever is earlier.
Rates generally |  |  | SC45.08 | [6 empty] | The rates for all items shall generally include for : -
(a) | [11 empty] | Colour band and colour identification work.
(b) | [11 empty] | Lettering and engraving for identification, signs, labels in both English and Chinese.
(c) | [11 empty] | Identification plates, signs, notice plates, discs and labels in both English and Chinese.
(d) | [11 empty] | Priming or painting off site and proprietary finishes or surface treatment applied as part
of the production process whether applied before or after fabrication and assembly.
(e) | [11 empty] | All protective and finishing painting work, apart from additional painting work
specifically ordered by the Maintenance Surveyor in writing which shall be
measured separately and paid for at the appropriate rates under Section 15 -
Painting of this Schedule.
(f) | [11 empty] | Any kind of fixing method including provision of screws, nuts, bolts, shims,
washers, clips, hangers, supports, brackets, spring compensated and seismic
restraints and isolating components and the like.
(g) | [11 empty] | Provision of expansion joints in service runs wherever they coincide with
structural expansion joints.
(h) | [11 empty] | Submission of catalogues, technical literature, data, calculations, test certificates
and approval documentation covering the equipment and materials being supplied.
(i) | [11 empty] | Preparing and submitting detail working drawings as required and all shop
drawings for the fabrication and installation.
(j) | [11 empty] | Attendance, as required, of the manufacturers' representative to assist in the
installation and subsequent testing and commissioning.
45/2
45 | SWIMMING POOL WATER TREATMENT INSTALLATION | [16 empty] | 45
SPECIAL CONDITIONS
Rates generally |  |  | SC45.08 | [6 empty] | (k) |  | Testing and commissioning including submission of Testing and Commissioning
(Cont'd) |  |  | (Cont'd) | [6 empty] | Certificates and Records of Tests.
(l) | [11 empty] | Provision of all necessary power, fuel, labour and testing instrument of approved
type for testing and commissioning.
(m) | [11 empty] | Submitting all relevant documentation to Fire Services Department and
Environmental Protection Department for obtaining necessary approval.
(n) | [11 empty] | Preparing and submitting operation and maintenance manuals and as-fitted
drawings for items of works as required.
(o) | [11 empty] | Provision of schematic diagrams covered front and back with plastic sheet
including fixing to wall.
(p) | [11 empty] | Provision of manufacturer's guarantee.
(q) | [11 empty] | Attending fault and complaint during the Maintenance Period.
(r) | [11 empty] | Meeting statutory requirements for disposal of waste materials.
Rates for |  |  | SC45.09 | [6 empty] | The rates for pipework shall further include for : -
pipework
(a) | [11 empty] | All short lengths, cutting and waste, and joints in the running length.
(b) | [11 empty] | All pipework brackets, supports, hangers, guides, anchors and the like and
alternative method of jointing and fixing as specified (if any).
(c) | [11 empty] | All pipework fittings (e.g. bends, elbows, branches, reducers, tees, caps and the
like) including connections, cutting and jointing pipes to fittings.
(d) | [11 empty] | Screwed sockets, tappings, bosses and welding-necks welded to pipes or flanges
including perforating the pipework or flanges.
(e) | [11 empty] | Connections between pipework of different materials and differing grades of same
material.
(f) | [11 empty] | Provision of wall plates, ceiling plates, floor plates, high tensile holding down bolts,
tapered washers and the like for casting into the reinforced concrete corbels.
(g) | [11 empty] | All jointing including provision of flexible connections and/ or necessary adaptors
and connectors, welding consumable, jointing tapes, flanges, unions, gasket, bolts
and nuts and the like where required.
(h) | [11 empty] | Expansion loops and compensators including connections, cutting and jointing to
pipes and fittings.
45/3
45 | SWIMMING POOL WATER TREATMENT INSTALLATION | [16 empty] | 45
SPECIAL CONDITIONS
Rates for |  |  | SC45.09 | [6 empty] | (i) |  | Provision of all sleeves for casting in or building in where pipes pass through
pipework |  |  | (Cont'd) | [6 empty] | slabs, walls or beams and caulking between pipe and sleeve where required.
(Cont'd)
(j) | [11 empty] | Fixing in any position to floors, walls and ceilings including laying in trenches and
fixing in chases, ducts, false ceilings and similar positions, and wrapping with
protective tapes where required.
Rates for |  |  | SC45.10 | [6 empty] | The rates for in-line pipework equipment (e.g. valves, flow meters, gauges, strainers and
in-line | the like) shall further include for : -
pipework
equipment |  |  | (a) | [8 empty] | Cutting and jointing to pipes and fittings.
(b) | [11 empty] | Stripping down repacking glands and preparing spindles, as appropriate, prior to
installation.
Rates for |  |  | SC45.11 | [6 empty] | The rates for equipment shall further include for : -
equipment
(a) | [11 empty] | All necessary assembly, orientation, alignment, levelling and bolting down,
together with the provision of shims and packing pieces, the clocking of couplings
between drivers and rotating equipment, strainers, instrumentation and the like.
(b) | [11 empty] | Supporting frames.
(c) | [11 empty] | Connections including flexible joints between pipework and equipment.
(d) | [11 empty] | Flexible connections and anti-vibration connections between pipework and
equipment.
(e) | [11 empty] | All necessary operational and control accessories (e.g. valves, gauges, flow
meters, indicating lamps and the like) forming part of the equipment, connection
and termination.
(f) | [11 empty] | Final connection and terminations to electrical supply, fire alarm, control, monitoring,
interfacing and water supply including cables, wirings, conduits, trunkings, cable trays,
fuses, control boxes, short lengths of pipework and necessary accessories required for
energizing the equipment to properly operate at specified duties.
(g) | [11 empty] | Anti-vibration mountings for plant, machinery and the like.
(h) | [11 empty] | Anti-vibration materials and sound insulating materials in plant and machinery
bases.
(i) | [11 empty] | Motor starters (if motors in the equipment require motor starters).
(j) | [11 empty] | Earth/ equipotential bonding as specified.
45/4
45 | SWIMMING POOL WATER TREATMENT INSTALLATION | [16 empty] | 45
SPECIAL CONDITIONS
Rates for heat |  |  | SC45.12 | [6 empty] | The rates for heat resistant cables and low smoke zero halogen cables shall further include
resistant cables |  |  | for : -
and low smoke
zero halogen cables |  |  |  |  | (a) | [6 empty] | Laying or fixing in different locations, such as drawing into underground pipe
ducts, laying or drawing into trunkings, drawing into conduits, suspending from
insulators or catenaries, wrapping around equipment.
(b) | [11 empty] | In case of cables drawn into existing conduits, existing ducts or existing trunkings,
removing and putting back existing covers, existing inspection lids and the like.
(c) | [11 empty] | Making cable-joints.
(d) | [11 empty] | Determining circuits, lacing into circuit groups and provision of draw wires, draw
cables and the like as required.
(e) | [11 empty] | All necessary fixings complete with accessories and fittings as required.
(f) | [11 empty] | Provision of all sleeves for casting in or building in where cables pass through
slabs, walls or beams and caulking between cable and sleeve where required.
Rates for |  |  | SC45.13 | [6 empty] | The rates for "Take down and clear away" or " Take down and set aside for re-use"
"Take down |  |  | existing items in connection with swimming pool water treatment installation shall further
and clear |  |  | include for : -
away" or
"Take down |  |  | (a) | [8 empty] | All in-line fittings including brackets, supports, hangers and the like.
and set aside
for re-use" |  |  | (b) | [8 empty] | Cutting into existing pipework and the like in position.
(c) | [11 empty] | Plugging off remaining ends with plugs or caps as required.
(d) | [11 empty] | Preparing remaining ends of pipework and building services works (if any) to
receive connections with new work if required.
(e) | [11 empty] | In the case of equipment and the like, taking down all associated pipework
and/or building services works.
(f) | [11 empty] | Making good all works disturbed.
Particular |  |  | SC45.14 | [6 empty] | The Particular Specification for swimming pool water treatment installation can be found in
Specification |  |  | the Contract.
45/5
45 | SWIMMING POOL WATER TREATMENT INSTALLATION | [16 empty] | 45
Item | Item
VALVES, PIPE WORKS AND ACCESSORIES | [14 empty] | Take | [9 empty] | Take
Supply | [22 empty] | down |  | down |  | Fix
and | [22 empty] | and |  | and set |  | only
Gate valves for sea water application 316 stainless steel : - | [14 empty] | fix | [7 empty] | clear |  | aside for
away | [24 empty] | re-use
A | [22 empty] | B |  | C |  | D
Each |  |  | $ | [19 empty] | $ |  | $ |  | $
45001 | 25 mm ..................................................................................................................................................................................... | [17 empty] | 330.08 |  |  |  | 21.58 |  |  | 26.52 | 36.63 |  | 45001
45002 | 32 mm ..................................................................................................................................................................................... | [17 empty] | 424.39 |  |  |  | 22.11 |  |  | 27.19 | 41.00 |  | 45002
45003 | 40 mm...................................................................................................................................................................................... | [17 empty] | 545.64 |  |  |  | 22.63 |  |  | 27.61 | 43.12 |  | 45003
45004 | 50 mm...................................................................................................................................................................................... | [17 empty] | 740.99 |  |  |  | 23.57 |  |  | 28.52 | 46.35 |  | 45004
45005 | 65 mm...................................................................................................................................................................................... | [17 empty] | 4,580.68 |  |  |  | 24.05 |  |  | 29.43 | 48.50 |  | 45005
45006 | 80 mm...................................................................................................................................................................................... | [17 empty] | 6,197.39 |  |  |  | 26.36 |  |  | 31.31 | 52.81 |  | 45006
45007 | 100 mm.................................................................................................................................................................................... | [17 empty] | 8,891.91 |  |  |  | 27.73 |  |  | 32.74 | 54.97 |  | 45007
45008 | 150 mm.................................................................................................................................................................................... | [17 empty] | 15,897.65 |  |  |  | 35.31 |  |  | 40.42 | 67.90 |  | 45008
45009 | 200 mm.................................................................................................................................................................................... | [17 empty] | 25,934.73 |  |  |  | 42.28 |  |  | 47.46 | 77.61 |  | 45009
Gate valves for sea water application PVC : -
Each
45010 | 25 mm ..................................................................................................................................................................................... | [17 empty] | 767.94 |  |  |  | 21.58 |  |  | 26.52 | 36.63 |  | 45010
45011 | 32 mm ..................................................................................................................................................................................... | [17 empty] | 881.11 |  |  |  | 22.11 |  |  | 27.19 | 41.00 |  | 45011
45012 | 40 mm...................................................................................................................................................................................... | [17 empty] | 1,010.44 |  |  |  | 22.63 |  |  | 27.61 | 43.12 |  | 45012
45013 | 50 mm...................................................................................................................................................................................... | [17 empty] | 1,077.81 |  |  |  | 23.57 |  |  | 28.52 | 46.35 |  | 45013
45014 | 65 mm...................................................................................................................................................................................... | [17 empty] | 1,414.62 |  |  |  | 24.05 |  |  | 29.43 | 48.50 |  | 45014
45015 | 80 mm...................................................................................................................................................................................... | [17 empty] | 1,616.71 |  |  |  | 26.36 |  |  | 31.31 | 52.81 |  | 45015
45016 | 100 mm.................................................................................................................................................................................... | [17 empty] | 2,357.70 |  |  |  | 27.73 |  |  | 32.74 | 54.97 |  | 45016
45017 | 150 mm.................................................................................................................................................................................... | [17 empty] | 4,378.59 |  |  |  | 35.31 |  |  | 40.42 | 67.90 |  | 45017
45018 | 200 mm.................................................................................................................................................................................... | [17 empty] | 6,062.66 |  |  |  | 42.28 |  |  | 47.46 | 77.61 |  | 45018
45/6
45 | SWIMMING POOL WATER TREATMENT INSTALLATION | [16 empty] | 45
Item | Item
VALVES, PIPE WORKS AND ACCESSORIES (CONT'D) | [16 empty] | Take | [7 empty] | Take
Supply | [22 empty] | down |  | down |  | Fix
and | [22 empty] | and |  | and set |  | only
Globe valves for sea water application 316 stainless steel : - | [14 empty] | fix | [7 empty] | clear |  | aside for
away | [24 empty] | re-use
A | [22 empty] | B |  | C |  | D
Each |  |  | $ | [19 empty] | $ |  | $ |  | $
45019 | 25 mm ..................................................................................................................................................................................... | [17 empty] | 309.87 |  |  |  | 21.58 |  |  | 26.52 | 36.63 |  | 45019
45020 | 32 mm ..................................................................................................................................................................................... | [17 empty] | 424.39 |  |  |  | 22.11 |  |  | 27.19 | 41.00 |  | 45020
45021 | 40 mm...................................................................................................................................................................................... | [17 empty] | 525.43 |  |  |  | 22.63 |  |  | 27.61 | 43.12 |  | 45021
45022 | 50 mm...................................................................................................................................................................................... | [17 empty] | 653.42 |  |  |  | 23.57 |  |  | 28.52 | 46.35 |  | 45022
45023 | 65 mm...................................................................................................................................................................................... | [17 empty] | 4,378.59 |  |  |  | 24.05 |  |  | 29.43 | 48.50 |  | 45023
45024 | 80 mm...................................................................................................................................................................................... | [17 empty] | 5,927.94 |  |  |  | 26.36 |  |  | 31.31 | 52.81 |  | 45024
45025 | 100 mm.................................................................................................................................................................................... | [17 empty] | 9,228.72 |  |  |  | 27.73 |  |  | 32.74 | 54.97 |  | 45025
45026 | 150 mm.................................................................................................................................................................................... | [17 empty] | 18,524.80 |  |  |  | 35.31 |  |  | 40.42 | 67.90 |  | 45026
45027 | 200 mm.................................................................................................................................................................................... | [17 empty] | 29,639.69 |  |  |  | 42.28 |  |  | 47.46 | 77.61 |  | 45027
Motorized valves for sea water application 316 stainless steel : -
Each
45028 | 40 mm...................................................................................................................................................................................... | [17 empty] | 3,368.15 |  |  |  | 31.83 |  |  | 38.79 | 61.44 |  | 45028
45029 | 65 mm...................................................................................................................................................................................... | [17 empty] | 6,736.29 |  |  |  | 33.92 |  |  | 41.44 | 66.83 |  | 45029
45030 | 80 mm...................................................................................................................................................................................... | [17 empty] | 7,073.11 |  |  |  | 37.11 |  |  | 44.00 | 72.22 |  | 45030
45031 | 100 mm.................................................................................................................................................................................... | [17 empty] | 7,409.92 |  |  |  | 38.89 |  |  | 45.96 | 75.45 |  | 45031
45032 | 150 mm.................................................................................................................................................................................... | [17 empty] | 8,757.18 |  |  |  | 46.36 |  |  | 54.70 | 90.53 |  | 45032
45033 | 200 mm.................................................................................................................................................................................... | [17 empty] | 12,125.33 |  |  |  | 48.94 |  |  | 56.26 | 94.84 |  | 45033
45/7
45 | SWIMMING POOL WATER TREATMENT INSTALLATION | [16 empty] | 45
Item | Item
VALVES, PIPE WORKS AND ACCESSORIES (CONT'D) | [16 empty] | Take | [7 empty] | Take
Supply | [22 empty] | down |  | down |  | Fix
and | [22 empty] | and |  | and set |  | only
Butterfly valves : ductile iron body ; 316 stainless steel disc & shaft : - | [16 empty] | fix | [5 empty] | clear |  | aside for
away | [24 empty] | re-use
A | [22 empty] | B |  | C |  | D
Each |  |  | $ | [19 empty] | $ |  | $ |  | $
45034 | 25 mm...................................................................................................................................................................................... | [17 empty] | 493.99 |  |  |  | 19.93 |  |  | 24.50 | 34.50 |  | 45034
45035 | 32 mm...................................................................................................................................................................................... | [17 empty] | 525.43 |  |  |  | 20.38 |  |  | 25.09 | 37.71 |  | 45035
45036 | 40 mm...................................................................................................................................................................................... | [17 empty] | 561.36 |  |  |  | 20.88 |  |  | 25.50 | 39.92 |  | 45036
45037 | 50 mm...................................................................................................................................................................................... | [17 empty] | 606.27 |  |  |  | 21.77 |  |  | 26.35 | 43.12 |  | 45037
45038 | 65 mm...................................................................................................................................................................................... | [17 empty] | 673.63 |  |  |  | 22.22 |  |  | 27.21 | 44.21 |  | 45038
45039 | 80 mm...................................................................................................................................................................................... | [17 empty] | 808.36 |  |  |  | 24.35 |  |  | 28.95 | 48.50 |  | 45039
45040 | 100 mm.................................................................................................................................................................................... | [17 empty] | 1,145.17 |  |  |  | 25.60 |  |  | 30.20 | 50.69 |  | 45040
45041 | 150 mm.................................................................................................................................................................................... | [17 empty] | 1,684.07 |  |  |  | 32.58 |  |  | 37.31 | 61.44 |  | 45041
45042 | 200 mm.................................................................................................................................................................................... | [17 empty] | 3,502.87 |  |  |  | 40.39 |  |  | 45.44 | 64.68 |  | 45042
Check valves for sea water application 316 stainless steel : -
Each
45043 | 25 mm...................................................................................................................................................................................... | [17 empty] | 282.92 |  |  |  | 21.58 |  |  | 26.52 | 36.63 |  | 45043
45044 | 32 mm...................................................................................................................................................................................... | [17 empty] | 410.91 |  |  |  | 22.11 |  |  | 27.21 | 41.00 |  | 45044
45045 | 40 mm...................................................................................................................................................................................... | [17 empty] | 538.90 |  |  |  | 22.63 |  |  | 27.61 | 43.12 |  | 45045
45046 | 50 mm...................................................................................................................................................................................... | [17 empty] | 707.31 |  |  |  | 23.57 |  |  | 28.52 | 46.35 |  | 45046
45047 | 65 mm...................................................................................................................................................................................... | [17 empty] | 2,155.61 |  |  |  | 24.05 |  |  | 29.43 | 48.50 |  | 45047
45048 | 80 mm...................................................................................................................................................................................... | [17 empty] | 2,425.07 |  |  |  | 26.36 |  |  | 31.31 | 52.81 |  | 45048
45049 | 100 mm.................................................................................................................................................................................... | [17 empty] | 3,098.69 |  |  |  | 27.73 |  |  | 32.74 | 54.97 |  | 45049
45050 | 150 mm.................................................................................................................................................................................... | [17 empty] | 5,321.67 |  |  |  | 35.31 |  |  | 40.42 | 67.90 |  | 45050
45051 | 200 mm.................................................................................................................................................................................... | [17 empty] | 10,104.44 |  |  |  | 42.28 |  |  | 47.46 | 77.61 |  | 45051
45/8
45 | SWIMMING POOL WATER TREATMENT INSTALLATION | [16 empty] | 45
Item | Item
VALVES, PIPE WORKS AND ACCESSORIES (CONT'D) | [16 empty] | Take | [7 empty] | Take
Supply | [22 empty] | down |  | down |  | Fix
and | [22 empty] | and |  | and set |  | only
UPVC pipes and fittings : BS EN 1452 ; solvent or flanged joints, and c/w all accessories | [17 empty] | fix |  |  |  |  | clear |  | aside for
Pipework and fittings : - | [5 empty] | away | [18 empty] | re-use
A | [22 empty] | B |  | C |  | D
Per linear metre |  |  |  |  | $ | [17 empty] | $ |  | $ |  | $
45052 | 25 mm diameter....................................................................................................................................................................... | [17 empty] | 78.43 |  |  |  | 22.97 |  |  | 26.49 | 49.59 |  | 45052
45053 | 32 mm diameter....................................................................................................................................................................... | [17 empty] | 101.04 |  |  |  | 26.94 |  |  | 29.37 | 52.81 |  | 45053
45054 | 40 mm diameter....................................................................................................................................................................... | [17 empty] | 168.41 |  |  |  | 29.29 |  |  | 31.81 | 57.12 |  | 45054
45055 | 50 mm diameter....................................................................................................................................................................... | [17 empty] | 255.98 |  |  |  | 33.03 |  |  | 38.29 | 64.68 |  | 45055
45056 | 65 mm diameter....................................................................................................................................................................... | [17 empty] | 282.92 |  |  |  | 38.91 |  |  | 40.11 | 80.83 |  | 45056
45057 | 80 mm diameter....................................................................................................................................................................... | [17 empty] | 370.50 |  |  |  | 41.17 |  |  | 44.73 | 87.57 |  | 45057
45058 | 100 mm diameter.................................................................................................................................................................... | [17 empty] | 404.18 |  |  |  | 44.78 |  |  | 52.87 | 101.04 |  | 45058
45059 | 150 mm diameter.................................................................................................................................................................... | [17 empty] | 505.22 |  |  |  | 62.73 |  |  | 67.68 | 134.73 |  | 45059
45060 | 200 mm diameter.................................................................................................................................................................... | [17 empty] | 606.27 |  |  |  | 72.64 |  |  | 78.45 | 202.09 |  | 45060
45061 | 250 mm diameter.................................................................................................................................................................... | [17 empty] | 1,347.26 |  |  |  | 85.92 |  |  | 91.85 | 336.81 |  | 45061
45062 | 300 mm diameter.................................................................................................................................................................... | [17 empty] | 2,559.79 |  |  |  | 95.06 |  |  | 99.63 | 437.86 |  | 45062
Bucket-type strainer c/w all accessories : -
Each
45063 | 40 mm, bronze......................................................................................................................................................................... | [17 empty] | 1,370.82 |  |  |  | 20.54 |  |  | 24.90 | 39.89 |  | 45063
45064 | 50 mm, bronze......................................................................................................................................................................... | [17 empty] | 1,684.07 |  |  |  | 20.93 |  |  | 25.32 | 40.98 |  | 45064
45065 | 65 mm, cast iron...................................................................................................................................................................... | [17 empty] | 2,155.61 |  |  |  | 21.88 |  |  | 26.21 | 43.12 |  | 45065
45066 | 80 mm, cast iron...................................................................................................................................................................... | [17 empty] | 2,896.61 |  |  |  | 23.40 |  |  | 27.77 | 46.35 |  | 45066
45067 | 100 mm, cast iron.................................................................................................................................................................... | [17 empty] | 4,311.23 |  |  |  | 24.60 |  |  | 29.06 | 48.50 |  | 45067
45068 | 150 mm, cast iron.................................................................................................................................................................... | [17 empty] | 9,296.08 |  |  |  | 31.31 |  |  | 35.86 | 59.28 |  | 45068
45069 | 200 mm, cast iron.................................................................................................................................................................... | [17 empty] | 13,472.59 |  |  |  | 39.72 |  |  | 43.92 | 70.06 |  | 45069
45/9
45 | SWIMMING POOL WATER TREATMENT INSTALLATION | [16 empty] | 45
Item | Item
VALVES, PIPE WORKS AND ACCESSORIES (CONT'D) | [16 empty] | Take | [7 empty] | Take
Supply | [22 empty] | down |  | down |  | Fix
and | [22 empty] | and |  | and set |  | only
Sundries : - |  |  |  | fix | [18 empty] | clear |  | aside for
away | [24 empty] | re-use
A | [22 empty] | B |  | C |  | D
Each |  |  | $ | [19 empty] | $ |  | $ |  | $
45070 | Pressure gauge with cock, c/w all accessories........................................................................................................................ | [17 empty] | 269.45 |  |  |  | 4.29 |  |  | 6.47 | 11.85 |  | 45070
45071 | Direct reading water flow meters c/w all accessories............................................................................................................ | [17 empty] | 7,911.65 |  |  |  | 36.63 |  |  | 39.92 | 74.37 |  | 45071
PUMPS
Centrifugal end suction type pumps
Pumps sets ; bronze/ cast iron casings and bronze impellers ; direct driven by motors ;
water seal connection ; vents ; drain ; priming plug ; associated pipeworks and
anti-vibration mountings ; adjacent emergency stops ; all necessary components and
accessories : -
Per set
45072 | Up to 5 kW.............................................................................................................................................................................. | [17 empty] | 11,114.88 |  |  |  | 101.32 |  |  | 135.81 | 576.66 |  | 45072
45073 | 5 - 10 kW................................................................................................................................................................................. | [17 empty] | 13,472.59 |  |  |  | 108.87 |  |  | 143.35 | 848.27 |  | 45073
45074 | 10 - 15 kW............................................................................................................................................................................... | [17 empty] | 16,840.73 |  |  |  | 115.33 |  |  | 150.90 | 939.89 |  | 45074
45075 | 15 - 20 kW............................................................................................................................................................................... | [17 empty] | 18,861.62 |  |  |  | 121.83 |  |  | 156.29 | 1,095.10 |  | 45075
45076 | 20 - 30 kW............................................................................................................................................................................... | [17 empty] | 22,903.39 |  |  |  | 128.26 |  |  | 163.85 | 1,200.73 |  | 45076
45077 | 30 - 50 kW............................................................................................................................................................................... | [17 empty] | 28,292.43 |  |  |  | 135.81 |  |  | 171.36 | 1,308.52 |  | 45077
45/10
45 | SWIMMING POOL WATER TREATMENT INSTALLATION | [16 empty] | 45
Item | Item
SAND FILTER TANKS
Sand filters : mild steel electrically welded shell with epoxy coating ; c/w supported | [17 empty] | Take | [6 empty] | Take
nozzles, balance tanks ; nozzle plates and filtering media supports ; internal distribution | [17 empty] | Supply |  |  |  |  | down |  | down |  | Fix
and draw-off trough ; flanged inlets and outlets ; wash-in ; drain and air connections ; | [17 empty] | and |  |  |  |  | and |  | and set |  | only
manholes ; necessary filtering media ; filter supporting feet ; backwash facilities and all | [17 empty] | fix |  |  |  |  | clear |  | aside for
necessary accessories : - | [5 empty] | away | [18 empty] | re-use
Equipment flow rate, capacity : -
A | [22 empty] | B |  | C |  | D
Each |  |  | $ | [19 empty] | $ |  | $ |  | $
45078 | Up to 30 m³/ hr........................................................................................................................................................................ | [17 empty] | 10,104.44 |  |  |  | 558.66 |  |  | 700.36 | 1,347.26 |  | 45078
45079 | 30 - 60 m³/ hr........................................................................................................................................................................... | [17 empty] | 26,945.17 1,396.64 1,750.87 | [7 empty] | 3,368.15 |  | 45079
45080 | 60 - 90 m³/ hr........................................................................................................................................................................... | [17 empty] | 43,785.90 2,234.61 2,801.37 | [7 empty] | 5,389.03 |  | 45080
45081 | 90 - 120 m³/ hr......................................................................................................................................................................... | [17 empty] | 74,099.22 2,776.22 3,718.85 | [7 empty] | 6,736.29 |  | 45081
45082 | 120 - 150 m³/ hr....................................................................................................................................................................... | [17 empty] | 10,104.44 4,164.30 5,578.25 10,104.44 | [9 empty] | 45082
(The actual rate should be : $101,044.40 for Item 45082A)
45083 | 150 - 180 m³/ hr....................................................................................................................................................................... | [17 empty] | 13,472.59 7,773.41 10,412.73 18,861.62 | [9 empty] | 45083
(The actual rate should be : $134,725.90 for Item 45083A)
Per cubic metre per hour
45084 | Extra over Item 45083 for each additional flow rate in m³/ hr of sand filter......................................................................... | [17 empty] | 2,233.43 |  |  |  | 18.35 |  |  | 24.79 | 75.45 |  | 45084
45/11
45 | SWIMMING POOL WATER TREATMENT INSTALLATION | [16 empty] | 45
Item | Item
CARBON FILTER TANKS
Carbon filter tanks : mild steel electrically welded with epoxy coating c/w supported | [17 empty] | Take | [6 empty] | Take
nozzles, nozzle plates : and filtering media supports ; internal distribution and draw-off | [17 empty] | Supply |  |  |  |  | down |  | down |  | Fix
trough ; flanged inlets and outlets ; wash-in ; drain and air connections ; manholes ; | [17 empty] | and |  |  |  |  | and |  | and set |  | only
necessary filtering media ; maintenance platform; supports and all necessary accessories : - | [17 empty] | fix |  |  |  |  | clear |  | aside for
away | [24 empty] | re-use
Equipment volume : -
A | [22 empty] | B |  | C |  | D
Each |  |  | $ | [19 empty] | $ |  | $ |  | $
45085 | Up to 2 m³................................................................................................................................................................................ | [17 empty] | 40,417.76 1,490.67 1,692.23 | [7 empty] | 4,569.03 |  | 45085
45086 | 2 - 5 m³.................................................................................................................................................................................... | [17 empty] | 67,362.93 2,182.65 2,950.06 | [7 empty] | 9,013.00 |  | 45086
45087 | 5 - 10 m³.................................................................................................................................................................................. | [17 empty] | 13,472.59 3,462.06 4,204.71 14,621.07 | [9 empty] | 45087
(The actual rate should be : $134,725.90 for Item 45087A)
45088 | 10 - 15 m³................................................................................................................................................................................ | [17 empty] | 23,577.02 4,301.72 5,465.79 19,100.64 | [9 empty] | 45088
(The actual rate should be : $235,770.20 for Item 45088A)
45089 | 15 - 20 m³................................................................................................................................................................................ | [17 empty] | 35,028.72 5,472.26 6,648.21 21,727.37 | [9 empty] | 45089
(The actual rate should be : $350,287.20 for Item 45089A)
45090 | 20 - 25 m³................................................................................................................................................................................ | [17 empty] | 47,154.05 5,843.07 6,959.70 24,379.97 | [9 empty] | 45090
(The actual rate should be : $471,540.50 for Item 45090A)
45/12
45 | SWIMMING POOL WATER TREATMENT INSTALLATION | [16 empty] | 45
Item | Item
OZONATORS
Ozonator : Vacuum operated type: full vacuum unit ; Duty and standby air dryers ; | [17 empty] | Take | [6 empty] | Take
Ozone generator ; High tension transformers ; Cartridge filters ; Softeners ; | [16 empty] | Supply | [5 empty] | down |  | down |  | Fix
Water trap pots ; Control panels (control panels measured separately); associated pipings; | [17 empty] | and |  |  |  |  | and |  | and set |  | only
wirings and control ; maintenance platform ; supports ; compact construction cabinet; | [17 empty] | fix |  |  |  |  | clear |  | aside for
lockable doors and all necessary accessories : - | [11 empty] | away | [12 empty] | re-use
Capacity : -
A | [22 empty] | B |  | C |  | D
Per set |  |  | $ | [19 empty] | $ |  | $ |  | $
45091 | Up to 50 g/ hr.......................................................................................................................................................................... | [17 empty] | 16,840.73 2,039.30 2,701.09 | [7 empty] | 7,745.45 |  | 45091
(The actual rate should be : $168,407.30 for Item 45091A)
45092 | 50 - 100 g/ hr........................................................................................................................................................................... | [17 empty] | 25,597.91 2,756.07 3,181.81 10,513.39 | [9 empty] | 45092
(The actual rate should be : $255,979.10 for Item 45092A)
45093 | 100 - 150 g/ hr......................................................................................................................................................................... | [17 empty] | 26,945.17 2,968.40 3,677.66 11,282.97 | [9 empty] | 45093
(The actual rate should be : $269,451.70 for Item 45093A)
45094 | 150 - 200 g/ hr......................................................................................................................................................................... | [17 empty] | 32,334.20 3,224.94 4,075.36 13,302.86 | [9 empty] | 45094
(The actual rate should be : $323,342.00 for Item 45094A)
45095 | 200 - 250 g/ hr......................................................................................................................................................................... | [17 empty] | 35,365.54 3,915.83 4,778.13 15,801.33 | [9 empty] | 45095
(The actual rate should be : $353,655.40 for Item 45095A)
45096 | 250 - 300 g/ hr......................................................................................................................................................................... | [17 empty] | 45,806.79 4,490.34 5,349.38 16,754.14 | [9 empty] | 45096
(The actual rate should be : $458,067.90 for Item 45096A)
45/13
45 | SWIMMING POOL WATER TREATMENT INSTALLATION | [16 empty] | 45
Item | Item
OZONATED WATER REACTION TANKS
Take | [24 empty] | Take
Ozonated water reaction tank : mild steel electrically welded shell with epoxy coating ; | [17 empty] | Supply |  |  |  |  | down |  | down |  | Fix
c/w automatic air vents ; drains ; valves ; flow meters ; maintenance platform ; supports ; | [17 empty] | and |  |  |  |  | and |  | and set |  | only
accessories and connections : - | [9 empty] | fix | [12 empty] | clear |  | aside for
away | [24 empty] | re-use
Equipment volume : -
A | [22 empty] | B |  | C |  | D
Per cubic metre |  |  |  |  | $ | [17 empty] | $ |  | $ |  | $
45097 | Up to 2 m³................................................................................................................................................................................ | [17 empty] | 33,681.46 1,284.80 1,846.36 | [7 empty] | 5,354.76 |  | 45097
45098 | 2 - 5 m³.................................................................................................................................................................................... | [17 empty] | 57,258.49 2,214.98 2,848.77 | [7 empty] | 9,025.96 |  | 45098
45099 | 5 - 10 m³.................................................................................................................................................................................. | [17 empty] | 11,451.70 3,331.66 4,118.47 13,598.22 | [9 empty] | 45099
(The actual rate should be : $114,517.00 for Item 45099A)
45100 | 10 - 15 m³................................................................................................................................................................................ | [17 empty] | 20,208.88 4,280.16 5,332.11 18,068.07 | [9 empty] | 45100
(The actual rate should be : $202,088.80 for Item 45100A)
45101 | 15 - 20 m³................................................................................................................................................................................ | [17 empty] | 32,671.02 5,402.20 6,499.45 22,128.33 | [9 empty] | 45101
(The actual rate should be : $326,710.20 for Item 45101A)
45102 | 20 - 25 m³................................................................................................................................................................................ | [17 empty] | 43,785.90 5,857.05 7,025.44 24,249.57 | [9 empty] | 45102
(The actual rate should be : $437,859.00 for Item 45102A)
45/14
45 | SWIMMING POOL WATER TREATMENT INSTALLATION | [16 empty] | 45
Item | Item
COMPRESSED AIR SUPPLY FOR BACKWASH SYSTEM
Compressed air supply for backwash system : air compressors ; ancillary control | [16 empty] | Take | [7 empty] | Take
accessories ; acoustic enclosure ; pipeworks and fittings ; all type of valves ; switches ; | [17 empty] | Supply |  |  |  |  | down |  | down |  | Fix
pressure gauges ; connections ; controls and interlocks ; control panel (control panel | [17 empty] | and |  |  |  |  | and |  | and set |  | only
measured separately) ; supports ; all necessary accessories : - | [14 empty] | fix | [7 empty] | clear |  | aside for
away | [24 empty] | re-use
Displacement rate : -
A | [22 empty] | B |  | C |  | D
Per system |  |  |  | $ | [18 empty] | $ |  | $ |  | $
45103 | Up to 50 m³/ hr........................................................................................................................................................................ | [17 empty] | 33,681.46 |  |  |  | 449.47 |  |  | 535.69 | 1,800.02 |  | 45103
45104 | 50 - 100 m³/ hr......................................................................................................................................................................... | [17 empty] | 37,049.61 |  |  |  | 534.61 |  |  | 642.40 | 2,224.68 |  | 45104
45105 | 100 - 150 m³/ hr....................................................................................................................................................................... | [17 empty] | 50,522.19 |  |  |  | 577.73 |  |  | 694.16 | 2,503.88 |  | 45105
45106 | 150 - 200 m³/ hr....................................................................................................................................................................... | [17 empty] | 53,890.34 |  |  |  | 643.47 |  |  | 771.75 | 2,635.40 |  | 45106
45107 | 200 - 250 m³/ hr....................................................................................................................................................................... | [17 empty] | 54,563.97 |  |  |  | 655.35 |  |  | 795.48 | 2,761.46 |  | 45107
45108 | 250 - 300 m³/ hr....................................................................................................................................................................... | [17 empty] | 60,626.63 |  |  |  | 677.97 |  |  | 820.26 | 2,846.58 |  | 45108
45109 | 300 - 350 m³/ hr....................................................................................................................................................................... | [17 empty] | 61,973.89 |  |  |  | 750.17 |  |  | 907.55 | 3,055.71 |  | 45109
45110 | 350 - 400 m³/ hr....................................................................................................................................................................... | [17 empty] | 63,994.78 |  |  |  | 778.21 |  |  | 942.04 | 3,168.91 |  | 45110
45/15
Section 46
CRANE AND HOIST INSTALLATION
46 | CRANE AND HOIST INSTALLATION | [15 empty] | 46
SECTION 46
CRANE AND HOIST INSTALLATION
SPECIAL CONDITIONS
Measurement |  |  | SC46.01 | [6 empty] | All works of electrical power supply up to power supply points (e.g. switchgear or isolator
of power supply |  |  | or spur unit and the like) for the equipment shall be measured separately and paid for at
the appropriate rates under Section 27 - Lighting System and Fixtures, Section 28 - Small
Power Distribution, Section 29 - Main Distribution Systems and Section 30 -
Miscellaneous Electrical Installations or other applicable Work Sections of this Schedule.
Measurement |  |  | SC46.02 | [6 empty] | Where a temporary supply is ordered by the Maintenance Surveyor, the provision of all
of temporary |  |  | articles, labour and accessory materials (nails, screws, rawplugs and similar) necessary for
supply | fixing shall be of temporary nature. For "use and waste" of all materials and accessories,
etc., for a period of not exceeding four weeks from the date of certified completion, 50
per cent of the value of the appropriate "supply and fix" items after the adjustment of
contract percentages will be paid. For a period exceeding four weeks and not exceeding
eight weeks, 55 per cent will be paid and for each subsequent month a further addition of
5 per cent will be made.
For a period of more than six months, the full rates, as for permanent works will be paid,
and the materials will become the property of the Employer.
No extra payment will be made for the removal of materials in connection with the
temporary supply, but the cost of which shall have been included in the payment as
aforementioned in the first paragraph hereof. The date of certified completion of a
temporary supply shall be the date when the installation is first brought into service. The
date when it ceases to be used shall be the date from which the Maintenance Surveyor
instructs the dismantlement of the installation, or the date when the installation is no longer
in use, whichever is earlier.
Rates generally |  |  | SC46.03 | [6 empty] | The rates for all items shall generally include for : -
(a) | [11 empty] | Submission of catalogues, technical literature, data, calculations, test certificates
and approval documentation covering the equipment and materials being
supplied.
(b) | [11 empty] | Preparing and submitting detail working drawings as required and all shop
drawings for the fabrication and installation.
(c) | [11 empty] | Attendance, as required, of the manufacturers' representative to assist in the
installation and subsequent testing and commissioning.
(d) | [11 empty] | Testing and commissioning including submission of Testing and Commissioning
Certificates and Records of Tests.
(e) | [11 empty] | Provision of all necessary power, fuel, labour and testing instrument of approved
type for testing and commissioning.
46/1
46 | CRANE AND HOIST INSTALLATION | [15 empty] | 46
SPECIAL CONDITIONS
Rates generally |  |  | SC46.03 | [6 empty] | (f) |  | Submitting all relevant documentation to Electrical and Mechanical Services
(Cont'd) |  |  | (Cont'd) | [6 empty] | Department and Labour Department for obtaining necessary approval.
(g) | [11 empty] | Preparing and submitting operation and maintenance manuals and as-fitted
drawings for items of works as required.
(h) | [11 empty] | Provision of manufacturer's guarantee.
(i) | [11 empty] | Attending fault and complaint during the Maintenance Period.
Rates for |  |  | SC46.04 | [6 empty] | The rates for equipment shall further include for : -
equipment
(a) | [11 empty] | All necessary assembly, erection, orientation, alignment, levelling and bolting
down, together with the provision of shims and packing pieces, the clocking of
couplings between drivers and rotating equipment, instrumentation and the like.
(b) | [11 empty] | Supporting frames.
(c) | [11 empty] | Provision of wall plates, ceiling plates, floor plates, high tensile holding down bolts,
tapered washers and the like for casting into the reinforced concrete corbels.
(d) | [11 empty] | All necessary operational and control accessories (e.g. gearboxes, brakes, safety
facilities, indicating lamps, pendant control units and the like) forming part of the
equipment, connection and termination.
(e) | [11 empty] | Testing and examination of the equipment and associated lifting facilities by an
approved independent surveyor.
(f) | [11 empty] | Final connection and terminations to electrical supply, fire alarm, control, monitoring,
interfacing and water supply including cables, wirings, conduits, trunkings, cable trays,
fuses, control boxes, short lengths of pipework and necessary accessories required for
energizing the equipment to properly operate at specified duties.
(g) | [11 empty] | Anti-vibration materials and sound insulating materials in plant and machinery bases.
(h) | [11 empty] | Motor starters (if motors in the equipment require motor starters).
(i) | [11 empty] | Earth/ equipotential bonding as specified.
(j) | [11 empty] | All necessary statutory submission to all relevant Authorities including employing
competent examiners for testing and inspection of the equipment to satisfy the
requirements of Labour Department.
(k) | [11 empty] | Structural design and associated drawings for approval prior to manufacturing.
The design shall be attested by a professional structural engineer licensed to
practices in Hong Kong.
Particular |  |  | SC46.05 | [6 empty] | The Particular Specification for crane and hoist can be found in the Contract.
Specification
46/2
46 | CRANE AND HOIST INSTALLATION | [15 empty] | 46
Item | Item
CRANE AND HOIST INSTALLATION
Jib crane
Take | [24 empty] | Take
Supply | [22 empty] | down |  | down |  | Fix
Free standing, electrically rotated high grade steel jib crane, minimum rotating speed of | [17 empty] | and |  |  |  |  | and |  | and set |  | only
0.5 rpm, up to 4m in height, 270 deg maximum slewing ark, and pre-lubricated, c/w | [17 empty] | fix |  |  |  |  | clear |  | aside for
round base plate reinforced with six knee braces, and c/w motor, gearbox, 2 limit | [16 empty] | away | [7 empty] | re-use
switches, electric connection with crane; c/w electric motorized trolley, minimum moving
speed of 5 m/ min, motor, gearbox, 2 limit switches, electric connection with trolley; c/w
electrically operated hoist, minimum lifting speed of 2 m/ min, motor, gearbox, 2 limit
switches, electric connection with hoist; and in span radius : -
A | [22 empty] | B |  | C |  | D
Per crane |  |  | $ | [19 empty] | $ |  | $ |  | $
46001 | Up to 3 m x 1 ton..................................................................................................................................................................... | [17 empty] | 18,038.27 8,435.99 8,694.30 30,717.30 | [9 empty] | 46001
(The actual rate should be : $180,382.70 for Item 46001A)
46002 | Ditto x 1 - 2 ton....................................................................................................................................................................... | [17 empty] | 18,990.16 8,649.49 8,919.59 31,279.94 | [9 empty] | 46002
(The actual rate should be : $189,901.60 for Item 46002A)
46003 | Ditto x 3 - 5 ton....................................................................................................................................................................... | [17 empty] | 21,845.82 9,229.82 9,531.76 32,770.86 | [9 empty] | 46003
(The actual rate should be : $218,458.20 for Item 46003A)
46004 | 4 m x 1 ton............................................................................................................................................................................... | [17 empty] | 19,799.26 9,442.13 9,707.52 34,593.22 | [9 empty] | 46004
(The actual rate should be : $197,992.60 for Item 46004A)
46005 | 4 m x 1 - 2 ton......................................................................................................................................................................... | [17 empty] | 19,799.26 9,442.13 9,707.52 34,593.22 | [9 empty] | 46005
(The actual rate should be : $197,992.60 for Item 46005A)
46006 | 4 m x 3 - 5 ton......................................................................................................................................................................... | [17 empty] | 25,510.59 10,641.70 10,964.90 37,707.19 | [9 empty] | 46006
(The actual rate should be : $255,105.90 for Item 46006A)
Free standing, manually rotated high grade steel jib crane, up to 4m in height, 270 deg
maximum slewing ark, and pre-lubricated, c/w round base plate reinforced with six knee
braces; c/w electric motorized trolley, minimum moving speed of 5m/ min, motor, gearbox, 2
limit switches, electric connection with trolley; c/w electrically operated hoist, minimum lifting
speed of 2m/ min, motor, gearbox, 2 limit switches, electric connection with hoist; and in span
radius : -
Per crane
46007 | Up to 3 m x 1 ton..................................................................................................................................................................... | [17 empty] | 15,325.39 7,202.19 7,422.78 26,261.03 | [9 empty] | 46007
(The actual rate should be : $153,253.90 for Item 46007A)
46008 | Ditto x 1 - 2 ton....................................................................................................................................................................... | [17 empty] | 15,325.39 7,202.19 7,422.78 26,261.03 | [9 empty] | 46008
(The actual rate should be : $153,253.90 for Item 46008A)
46009 | Ditto x 3 - 5 ton....................................................................................................................................................................... | [17 empty] | 18,990.16 8,649.49 8,929.05 31,272.84 | [9 empty] | 46009
(The actual rate should be : $189,901.60 for Item 46009A)
46/3
46 | CRANE AND HOIST INSTALLATION | [15 empty] | 46
Item | Item
CRANE AND HOIST INSTALLATION (CONT'D)
Take | [24 empty] | Take
Wall-mounted, manually rotated high grade steel jib crane, up to 6m in height, 180 deg | [17 empty] | Supply |  |  |  |  | down |  | down |  | Fix
maximum slewing ark, c/w steel top and bottom brackets, two bronze bushings, bronze thrust | [17 empty] | and |  |  |  |  | and |  | and set |  | only
washers, and pre-lubricated; c/w electric motorized trolley, minimum moving speed of 5 m/ min, | [17 empty] | fix |  |  |  |  | clear |  | aside for
motor, gearbox, 2 limit switches, electric connection with trolley; c/w electrically operated | [17 empty] | away | [6 empty] | re-use
hoist, minimum lifting speed of 2 m/ min, motor, gearbox, 2 limit switches, electric connection
with hoist; and in span radius : -
A | [22 empty] | B |  | C |  | D
Per crane |  |  | $ | [19 empty] | $ |  | $ |  | $
46010 | Up to 3 m x 1 ton..................................................................................................................................................................... | [17 empty] | 16,800.82 9,117.75 9,344.24 34,751.28 | [9 empty] | 46010
(The actual rate should be : $168,008.20 for Item 46010A)
46011 | Ditto x 2 ton............................................................................................................................................................................. | [17 empty] | 17,276.76 9,264.02 9,496.39 35,174.74 | [9 empty] | 46011
(The actual rate should be : $172,767.60 for Item 46011A)
46012 | 4 m x 1 ton............................................................................................................................................................................... | [17 empty] | 18,704.59 9,682.76 9,931.63 36,368.42 | [9 empty] | 46012
(The actual rate should be : $187,045.90 for Item 46012A)
46013 | Ditto x 2 ton............................................................................................................................................................................. | [17 empty] | 19,656.48 9,945.80 10,206.47 37,105.63 | [9 empty] | 46013
(The actual rate should be : $196,564.80 for Item 46013A)
Fixed chain hoist
Electrically operated hoist with electric motorized trolley, minimum
lifting speed of 2 m/ min, up to 6m in height; c/w motor, gearbox, 2 limit
switches, electric connection with hoist, and in lifting capacity : -
Per hoist
46014 | Up to 1 ton .............................................................................................................................................................................. | [17 empty] | 38,979.80 2,348.44 2,410.97 | [7 empty] | 8,479.63 |  | 46014
46015 | 1 - 2 ton ................................................................................................................................................................................... | [17 empty] | 38,979.80 2,348.44 2,410.97 | [7 empty] | 8,479.63 |  | 46015
46016 | 2 - 3 ton ................................................................................................................................................................................... | [17 empty] | 47,641.97 2,880.41 2,953.54 10,366.88 | [9 empty] | 46016
46017 | 3 - 4 ton ................................................................................................................................................................................... | [17 empty] | 47,641.97 2,880.41 2,953.54 10,366.88 | [9 empty] | 46017
46018 | 4 - 5 ton ................................................................................................................................................................................... | [17 empty] | 56,304.16 3,389.97 3,466.64 12,232.90 | [9 empty] | 46018
Manually operated hoist with manual trolley, up to 6 m in height;
c/w gearbox, and in lifting capacity : -
Per hoist
46019 | Up to 1 ton .............................................................................................................................................................................. | [17 empty] | 4,864.79 |  |  |  | 222.93 |  |  | 230.02 | 745.46 |  | 46019
46020 | 1 - 2 ton ................................................................................................................................................................................... | [17 empty] | 6,264.74 |  |  |  | 267.75 |  |  | 276.02 | 896.45 |  | 46020
46021 | 2 - 3 ton ................................................................................................................................................................................... | [17 empty] | 8,171.46 |  |  |  | 356.23 |  |  | 368.01 | 1,205.48 |  | 46021
46022 | 3 - 4 ton ................................................................................................................................................................................... | [17 empty] | 10,797.70 |  |  |  | 448.23 |  |  | 463.56 | 1,508.62 |  | 46022
46/4
46 | CRANE AND HOIST INSTALLATION | [15 empty] | 46
Item | Item
CRANE AND HOIST INSTALLATION (CONT'D)
Take | [24 empty] | Take
Fixed winch |  |  |  | Supply | [18 empty] | down |  | down |  | Fix
and | [22 empty] | and |  | and set |  | only
fix | [22 empty] | clear |  | aside for
Electrically operated wire winch, minimum lifting speed of 10 m/ min, up to 6m | [16 empty] | away | [7 empty] | re-use
in height, in lifting capacity : -
A | [22 empty] | B |  | C |  | D
Per winch |  |  |  | $ | [18 empty] | $ |  | $ |  | $
46023 | Up to 300 kg ........................................................................................................................................................................... | [17 empty] | 10,532.30 2,348.44 2,412.15 | [7 empty] | 8,472.56 |  | 46023
46024 | 300 - 500 kg ........................................................................................................................................................................... | [17 empty] | 17,909.43 2,348.44 2,412.15 | [7 empty] | 8,472.56 |  | 46024
46025 | 500 kg - 1 ton ......................................................................................................................................................................... | [17 empty] | 25,048.59 2,348.44 2,412.15 | [7 empty] | 8,472.56 |  | 46025
46/5
Section 47
FUEL SUPPLY SYSTEM
47 | FUEL SUPPLY SYSTEM | [13 empty] | 47
SECTION 47
FUEL SUPPLY SYSTEM
SPECIAL CONDITIONS
Measurement |  |  | SC47.01 | [6 empty] | All works of electrical power supply up to power supply points (e.g. switchgear or isolator
of power supply |  |  | or spur unit and the like) for the equipment shall be measured separately and paid for at
the appropriate rates under Section 27 - Lighting System and Fixtures, Section 28 - Small
Power Distribution, Section 29 - Main Distribution Systems and Section 30 -
Miscellaneous Electrical Installations or other applicable Work Sections of this Schedule.
Measurement |  |  | SC47.02 | [6 empty] | All works of fuel supply up to the respective termination points for the equipment shall be
of fuel supply |  |  | measured separately and paid for at the appropriate rates under the applicable Work
Sections of this Schedule.
Measurement |  |  | SC47.03 | [6 empty] | All trench excavation shall be measured separately and paid for at the appropriate rates
of excavations, |  |  | under Section 03 - Excavation of this Schedule. All pipe ducts, concrete thrust blocks and
ducts, chases, |  |  | anchor blocks, chases in, and holes through existing walls, ceilings and similar for pipes,
holes and other |  |  | etc., (but not mortices or holes for brackets) except specifically stated, shall be measured
subsidiary work |  |  | and paid for at the appropriate rates under Section 04 - Concrete Work, Section 05 -
Brickwork and Blockwork, Section 12 - Roadwork and Cable Duct and Section 13 -
Plumbing and Drainage or other applicable Work Sections of this Schedule.
Measurement |  |  | SC47.04 | [6 empty] | Pipework shall be measured in linear metres over all in-line fittings, short running lengths
of pipework |  |  | and branches.
Measurement |  |  | SC47.05 | [6 empty] | Cables for the equipment, control/indicating panels, fire alarm points, etc. have been
of heat | allowed in the rates under this Section. No measurement shall be made for cables except
resistant |  |  | for heat resistant cables where specifically ordered by the Maintenance Surveyor in
cables and low |  |  | writing.
smoke zero
halogen cables |  |  | Heat resistant cables and low smoke zero halogen cables shall be measured the net length
as fixed in linear metres.
Measurement |  |  | SC47.06 | [6 empty] | Where a temporary supply is ordered by the Maintenance Surveyor, the provision of all
of temporary |  |  | articles, labour and accessory materials (nails, screws, rawplugs and similar) necessary for
supply | fixing shall be of temporary nature. For "use and waste" of all materials and accessories,
etc., for a period of not exceeding four weeks from the date of certified completion, 50
per cent of the value of the appropriate "supply and fix" items after the adjustment of
contract percentages will be paid. For a period exceeding four weeks and not exceeding
eight weeks, 55 per cent will be paid and for each subsequent month a further addition of
5 per cent will be made.
For a period of more than six months, the full rates, as for permanent works will be paid,
and the materials will become the property of the Employer.
47/1
47 | FUEL SUPPLY SYSTEM | [13 empty] | 47
SPECIAL CONDITIONS
Measurement |  |  | SC47.06 | [6 empty] | No extra payment will be made for the removal of materials in connection with the
of temporary |  |  | (Cont'd) | [6 empty] | temporary supply, but the cost of which shall have been included in the payment as
supply | aforementioned in the first paragraph hereof. The date of certified completion of a
(Cont'd) |  |  | temporary supply shall be the date when the installation is first brought into service. The
date when it ceases to be used shall be the date from which the Maintenance Surveyor
instructs the dismantlement of the installation, or the date when the installation is no longer
in use, whichever is earlier.
Rates generally |  |  | SC47.07 | [6 empty] | The rates for all items shall generally include for : -
(a) | [11 empty] | Colour band and colour identification work.
(b) | [11 empty] | Lettering and engraving for identification, signs, labels in both English and
Chinese.
(c) | [11 empty] | Identification plates, signs, notice plates, discs and labels in both English and
Chinese.
(d) | [11 empty] | Priming or painting off site and proprietary finishes or surface treatment applied as
part of the production process whether applied before or after fabrication and
assembly.
(e) | [11 empty] | All protective and finishing painting work, apart from additional painting work
specifically ordered by the Maintenance Surveyor in writing which shall be
measured separately and paid for at the appropriate rates under Section 15 -
Painting of this Schedule.
(f) | [11 empty] | Any kind of fixing method including provision of screws, nuts, bolts, shims,
washers, clips, hangers, supports, brackets, spring compensated and seismic
restraints and isolating components and the like.
(g) | [11 empty] | Provision of expansion joints in service runs wherever they coincide
with structural expansion joints.
(h) | [11 empty] | Submission of catalogues, technical literature, data, calculations, test
certificates and approval documentation covering the equipment and
materials being supplied.
(i) | [11 empty] | Preparing and submitting detail working drawings as required and all
shop drawings for the fabrication and installation.
(j) | [11 empty] | Attendance, as required, of the manufacturers' representative to assist in
the installation and subsequent testing and commissioning.
(k) | [11 empty] | Testing and commissioning including submission of Testing and
Commissioning Certificates and Records of Tests.
(l) | [11 empty] | Provision of all necessary power, fuel, labour and testing instrument of
approved type for testing and commissioning.
47/2
47 | FUEL SUPPLY SYSTEM | [13 empty] | 47
SPECIAL CONDITIONS
Rates generally |  |  | SC47.07 | [6 empty] | (m) |  | Submitting all relevant documentation to Electrical and Mechanical
(Cont'd) |  |  | (Cont'd) | [6 empty] | Services Department and Fire Services Department for obtaining necessary
approval.
(n) | [11 empty] | Obtaining necessary approval from Environment Protection Department
including submission of all relevant documentation.
(o) | [11 empty] | Approved type test certificate issued by Fire Services Department for all
equipment.
(p) | [11 empty] | Preparing and submitting operation and maintenance manuals and
as-fitted drawings for items of works as required.
(q) | [11 empty] | Provision of schematic diagrams covered front and back with plastic
sheet including fixing to wall.
(r) | [11 empty] | Provision of manufacturer's guarantee.
(s) | [11 empty] | Attending fault and complaint during the Maintenance Period.
(t) | [11 empty] | Meeting statutory requirements for disposal of waste materials.
(u) | [11 empty] | All necessary statutory submissions to all relevant Authorities in respect
of the complete fuel supply system.
Rates for |  |  | SC47.08 | [6 empty] | The rates for pipework shall further include for : -
pipework
(a) | [11 empty] | All short lengths, cutting and waste, and joints in the running length.
(b) | [11 empty] | All pipework brackets, supports, hangers, guides, anchors and the like and
alternative method of jointing and fixing as specified (if any).
(c) | [11 empty] | All pipework fittings (e.g. bends, elbows, branches, reducers, tees, caps and the
like) including connections, cutting and jointing pipes to fittings.
(d) | [11 empty] | Screwed sockets, tappings, bosses and welding-necks welded to pipes or flanges
including perforating the pipework or flanges.
(e) | [11 empty] | Connections between pipework of different materials and differing grades of same
material.
(f) | [11 empty] | Provision of wall plates, ceiling plates, floor plates, high tensile holding down
bolts, tapered washers and the like for casting into the reinforced concrete
corbels.
(g) | [11 empty] | All jointing including provision of flexible connections and/ or necessary adaptors
and connectors, welding consumable, jointing tapes, flanges, unions, gasket, bolts
and nuts and the like where required.
(h) | [11 empty] | Expansion loops and compensators including connections, cutting and jointing to
pipes and fittings.
47/3
47 | FUEL SUPPLY SYSTEM | [13 empty] | 47
SPECIAL CONDITIONS
Rates for |  |  | SC47.08 | [6 empty] | (i) |  | Provision of all sleeves for casting in or building in where pipes pass through
pipework |  |  | (Cont'd) | [6 empty] | slabs, walls or beams and caulking between pipe and sleeve where required.
(Cont'd)
(j) | [11 empty] | Fixing in any position to floors, walls and ceilings including laying in trenches
and fixing in chases, ducts, false ceilings and similar positions, and wrapping
with protective tapes where required.
Rates for |  |  | SC47.09 | [6 empty] | The rates for in-line pipework equipment (e.g. valves, flow meters, gauges,
in-line | strainers and the like) shall further include for : -
pipework
equipment |  |  | (a) | [8 empty] | Cutting and jointing to pipes and fittings.
(b) | [11 empty] | Stripping down repacking glands and preparing spindles, as appropriate,
prior to installation.
Rates for |  |  | SC47.10 | [6 empty] | The rates for equipment shall further include for : -
equipment
(a) | [11 empty] | All necessary assembly, orientation, alignment, levelling and bolting down,
together with the provision of shims and packing pieces, the clocking of couplings
between drivers and rotating equipment, strainers,
instrumentation and the like.
(b) | [11 empty] | Daily services fuel tank complete with socket connections for filling, overflow,
outlet, drain, return and vent including all necessary fittings, union couplings,
strainers, valves and the like, content gauge units, oil drip trays and all necessary
accessories.
(c) | [11 empty] | Supporting frames.
(d) | [11 empty] | Connections including flexible joints between pipework and equipment.
(e) | [11 empty] | Flexible connections and anti-vibration connections between pipework and equipment.
(f) | [11 empty] | All necessary operational and control accessories (e.g. valves, gauges, flow
meters, indicating lamps and the like) forming part of the equipment, connection
and termination.
(g) | [11 empty] | Final connection and terminations to electrical supply, fire alarm, control, monitoring,
interfacing, water supply and/or fuel supply including cables, wirings, conduits, trunkings,
cable trays, fuses, control boxes, short lengths of pipework and necessary accessories
required for energizing the equipment to properly operate at specified duties.
(h) | [11 empty] | Anti-vibration mountings for plant, machinery and the like.
(i) | [11 empty] | Anti-vibration materials and sound insulating materials in plant and machinery
bases.
(j) | [11 empty] | Pump starters.
(k) | [11 empty] | Earth/equipotential bonding as specified.
47/4
47 | FUEL SUPPLY SYSTEM | [13 empty] | 47
SPECIAL CONDITIONS
Rates for heat |  |  | SC47.11 | [6 empty] | The rates for heat resistant cables and low smoke zero halogen cables shall
resistant |  |  | further include for : -
cables and low
smoke zero |  |  | (a) | [8 empty] | Laying or fixing in different locations, such as drawing into underground pipe
halogen cables |  |  | ducts, laying or drawing into trunkings, drawing into conduits, suspending from
insulators or catenaries, wrapping around equipment.
(b) | [11 empty] | In case of cables drawn into existing conduits, existing ducts or existing trunkings,
removing and putting back existing covers, existing inspection lids and the like.
(c) | [11 empty] | Making cable-joints.
(d) | [11 empty] | Determining circuits, lacing into circuit groups and provision of draw wires, draw
cables and the like as required.
(e) | [11 empty] | All necessary fixings complete with accessories and fittings as required.
(f) | [11 empty] | Provision of all sleeves for casting in or building in where cables pass through
slabs, walls or beams and caulking between cable and sleeve where required.
Rates for fuel |  |  | SC47.12 | [6 empty] | The rates of fuel supply system to plant and appliances shall consist of fuel storage
supply system |  |  | facilities, fuel transfer facilities, associated pipework, electrical power, controls and
accessories. The rates shall further include the bulk fuel storage tanks, fuel transfer pumps,
fuel dispensers and vapour recovery system, if required.
Rates for |  |  | SC47.13 | [6 empty] | The rates for "Take down and clear away" or " Take down and set aside for re-use"
"Take down |  |  | existing items in connection with fuel supply system shall further include for : -
and clear
away" or |  |  | (a) | [8 empty] | All in-line fittings including brackets, supports, hangers and the like.
"Take down
and set aside |  |  | (b) | [8 empty] | Cutting into existing pipework and the like in position.
for re-use"
(c) | [11 empty] | Plugging off remaining ends with plugs or caps as required.
(d) | [11 empty] | Preparing remaining ends of pipework and building services works (if any) to
receive connections with new work if required.
(e) | [11 empty] | In the case of equipment and the like, taking down all associated pipework and/
or building services works.
(f) | [11 empty] | Making good all works disturbed.
Particular |  |  | SC47.14 | [6 empty] | The Particular Specification for fuel supply system can be found in the Contract.
Specification
47/5
47 | FUEL SUPPLY SYSTEM | [13 empty] | 47
Item | Item
FUEL SUPPLY SYSTEM EQUIPMENT
Take | [24 empty] | Take
Daily services fuel tank in mild steel welded construction c/w stiffeners and support | [17 empty] | Supply |  |  |  |  | down |  | down |  | Fix
frames, with tapped socket connections on tank (c/w all necessary fittings and union | [17 empty] | and |  |  |  |  | and |  | and set |  | only
couplings or plugged with brass screw cap if not in size) for filling pipe, overflow pipe, | [17 empty] | fix |  |  |  |  | clear |  | aside for
delivery pipe (with a quick closing valve), drain pipe (with a 20 mm gate valve), return pipe, | [17 empty] | away | [6 empty] | re-use
vent pipe, and with a content gauge unit. oil drip tray, all accessories and for fuel
capacity : -
A | [22 empty] | B |  | C |  | D
Per tank |  |  | $ | [19 empty] | $ |  | $ |  | $
47001 | Up to 250 litres........................................................................................................................................................................ | [17 empty] | 36,078.50 1,833.43 2,108.28 | [7 empty] | 3,035.24 |  | 47001
47002 | 250 - 450 litres........................................................................................................................................................................ | [17 empty] | 37,882.43 1,833.43 2,108.28 | [7 empty] | 3,035.24 |  | 47002
47003 | 450 - 500 litres........................................................................................................................................................................ | [17 empty] | 37,882.43 1,833.43 2,108.28 | [7 empty] | 3,035.24 |  | 47003
47004 | 500 - 1000 litres...................................................................................................................................................................... | [17 empty] | 39,686.35 1,833.43 2,108.28 | [7 empty] | 3,035.24 |  | 47004
47005 | 1000 - 2000 litres.................................................................................................................................................................... | [17 empty] | 45,098.13 1,833.43 2,108.28 | [7 empty] | 3,035.24 |  | 47005
Level switch capable of controlling on/ off operation of remote system to IEC 60079-0
Group II A, Temperature Class T1, suitable for Zone 1 hazardous area and installed inside
fuel tank c/w a level sensor and a switch unit, controller, casing and all necessary electrical
components and control wirings to BASEEFA certification : -
Per switch
47006 | Level switch ........................................................................................................................................................................... | [17 empty] | 45,098.13 1,270.80 1,512.23 | [7 empty] | 2,140.61 |  | 47006
Fuel transfer pump, rotary and positive displacement type in high quality cast iron
construction c/w high tensile steel shafts, flame proof coupling motors, valves, strainers,
switches, composite pump control cubicles (measured separately), alarm, wiring works,
overload protection and all necessary accessories : -
Per set
47007 | 0.75 - 1 kW.............................................................................................................................................................................. | [17 empty] | 45,098.13 1,545.65 1,733.18 | [7 empty] | 2,557.75 |  | 47007
47008 | 1 - 2 kW................................................................................................................................................................................... | [17 empty] | 54,117.75 1,545.65 1,733.18 | [7 empty] | 2,557.75 |  | 47008
47009 | 2 - 4 kW................................................................................................................................................................................... | [17 empty] | 63,137.38 1,545.65 1,733.18 | [7 empty] | 2,557.75 |  | 47009
47010 | 4 - 6 kW................................................................................................................................................................................... | [17 empty] | 72,157.00 1,545.65 1,733.18 | [7 empty] | 2,557.75 |  | 47010
47011 | 6 - 10 kW................................................................................................................................................................................. | [17 empty] | 81,176.63 1,545.65 1,733.18 | [7 empty] | 2,557.75 |  | 47011
47012 | Hand pump, semi-rotary double acting type c/w 25 mm diameter inlet and outlet pipes
and 25 mm diameter flexible oil resistant pipe...................................................................................................................... | [18 empty] | 1,352.94 |  |  |  | 220.97 |  |  | 255.46 | 371.85 |  | 47012
47/6
47 | FUEL SUPPLY SYSTEM | [13 empty] | 47
Item | Item
FUEL SUPPLY SYSTEM EQUIPMENT (CONT'D)
Take | [24 empty] | Take
Supply | [22 empty] | down |  | down |  | Fix
Pipeworks |  |  |  | and | [18 empty] | and |  | and set |  | only
fix | [22 empty] | clear |  | aside for
away | [24 empty] | re-use
Carbon steel pipes and fittings in heavy quality to ISO 65 c/w all necessary accessories : -
A | [22 empty] | B |  | C |  | D
Per linear metre |  |  |  |  | $ | [17 empty] | $ |  | $ |  | $
47013 | 20 mm diameter....................................................................................................................................................................... | [17 empty] | 552.20 |  |  |  | 8.14 |  |  | 8.78 | 98.10 |  | 47013
47014 | 25 mm diameter....................................................................................................................................................................... | [17 empty] | 644.24 |  |  |  | 8.93 |  |  | 9.64 | 106.71 |  | 47014
47015 | 32 mm diameter....................................................................................................................................................................... | [17 empty] | 736.27 |  |  |  | 9.64 |  |  | 10.84 | 115.33 |  | 47015
47016 | 40 mm diameter....................................................................................................................................................................... | [17 empty] | 828.30 |  |  |  | 10.51 |  |  | 11.51 | 129.34 |  | 47016
47017 | 50 mm diameter....................................................................................................................................................................... | [17 empty] | 920.34 |  |  |  | 11.18 |  |  | 12.05 | 151.98 |  | 47017
Bronze gate valve, full way type c/w all necessary accessories : -
Per valve
47018 | 20 mm diameter....................................................................................................................................................................... | [17 empty] | 177.15 |  |  |  | 27.97 |  |  | 33.82 | 141.20 |  | 47018
47019 | 25 mm diameter....................................................................................................................................................................... | [17 empty] | 272.07 |  |  |  | 28.63 |  |  | 34.48 | 188.62 |  | 47019
47020 | 32 mm diameter....................................................................................................................................................................... | [17 empty] | 341.13 |  |  |  | 29.29 |  |  | 35.04 | 236.05 |  | 47020
47021 | 40 mm diameter....................................................................................................................................................................... | [17 empty] | 430.02 |  |  |  | 29.96 |  |  | 35.70 | 264.07 |  | 47021
47022 | 50 mm diameter....................................................................................................................................................................... | [17 empty] | 529.61 |  |  |  | 31.17 |  |  | 37.02 | 282.40 |  | 47022
Bronze globe valve, full way type c/w all necessary accessories : -
Per valve
47023 | 20 mm diameter....................................................................................................................................................................... | [17 empty] | 177.15 |  |  |  | 27.97 |  |  | 33.82 | 141.20 |  | 47023
47024 | 25 mm diameter....................................................................................................................................................................... | [17 empty] | 272.07 |  |  |  | 28.63 |  |  | 34.48 | 188.62 |  | 47024
47025 | 32 mm diameter....................................................................................................................................................................... | [17 empty] | 341.13 |  |  |  | 29.29 |  |  | 35.04 | 236.05 |  | 47025
47026 | 40 mm diameter....................................................................................................................................................................... | [17 empty] | 430.02 |  |  |  | 29.96 |  |  | 35.70 | 264.07 |  | 47026
47027 | 50 mm diameter....................................................................................................................................................................... | [17 empty] | 529.61 |  |  |  | 31.17 |  |  | 37.02 | 282.40 |  | 47027
47/7
47 | FUEL SUPPLY SYSTEM | [13 empty] | 47
Item | Item
FUEL SUPPLY SYSTEM EQUIPMENT (CONT'D)
Take | [24 empty] | Take
Supply | [22 empty] | down |  | down |  | Fix
Pipeworks (Cont'd) | [5 empty] | and | [16 empty] | and |  | and set |  | only
fix | [22 empty] | clear |  | aside for
away | [24 empty] | re-use
Bronze T-port valve, full way type c/w handles and all necessary accessories : -
A | [22 empty] | B |  | C |  | D
Per valve |  |  | $ | [19 empty] | $ |  | $ |  | $
47028 | 20 mm diameter....................................................................................................................................................................... | [17 empty] | 470.48 |  |  |  | 27.97 |  |  | 33.82 | 141.20 |  | 47028
47029 | 25 mm diameter....................................................................................................................................................................... | [17 empty] | 799.82 |  |  |  | 28.63 |  |  | 34.48 | 188.62 |  | 47029
47030 | 32 mm diameter....................................................................................................................................................................... | [17 empty] | 1,072.70 |  |  |  | 29.29 |  |  | 35.04 | 236.05 |  | 47030
47031 | 40 mm diameter....................................................................................................................................................................... | [17 empty] | 1,580.83 |  |  |  | 29.96 |  |  | 35.70 | 264.07 |  | 47031
47032 | 50 mm diameter....................................................................................................................................................................... | [17 empty] | 2,361.83 |  |  |  | 31.17 |  |  | 37.02 | 282.40 |  | 47032
Bronze ball valve, full way type c/w all necessary accessories : -
Per valve
47033 | 20 mm diameter....................................................................................................................................................................... | [17 empty] | 177.15 |  |  |  | 27.97 |  |  | 33.82 | 141.20 |  | 47033
47034 | 25 mm diameter....................................................................................................................................................................... | [17 empty] | 272.07 |  |  |  | 28.63 |  |  | 34.48 | 188.62 |  | 47034
47035 | 32 mm diameter....................................................................................................................................................................... | [17 empty] | 341.13 |  |  |  | 29.29 |  |  | 35.04 | 236.05 |  | 47035
47036 | 40 mm diameter....................................................................................................................................................................... | [17 empty] | 430.02 |  |  |  | 29.96 |  |  | 35.70 | 264.07 |  | 47036
47037 | 50 mm diameter....................................................................................................................................................................... | [17 empty] | 529.61 |  |  |  | 31.17 |  |  | 37.02 | 282.40 |  | 47037
Bronze non-return drain valve, full way type c/w all necessary accessories : -
Per valve
47038 | 20 mm diameter....................................................................................................................................................................... | [17 empty] | 238.53 |  |  |  | 27.97 |  |  | 33.82 | 141.20 |  | 47038
47039 | 25 mm diameter....................................................................................................................................................................... | [17 empty] | 329.83 |  |  |  | 28.63 |  |  | 34.48 | 188.62 |  | 47039
47040 | 32 mm diameter....................................................................................................................................................................... | [17 empty] | 432.85 |  |  |  | 29.29 |  |  | 35.04 | 236.05 |  | 47040
47041 | 40 mm diameter....................................................................................................................................................................... | [17 empty] | 512.83 |  |  |  | 29.96 |  |  | 35.70 | 264.07 |  | 47041
47042 | 50 mm diameter....................................................................................................................................................................... | [17 empty] | 644.57 |  |  |  | 31.17 |  |  | 37.02 | 282.40 |  | 47042
47/8
47 | FUEL SUPPLY SYSTEM | [13 empty] | 47
Item | Item
FUEL SUPPLY SYSTEM EQUIPMENT (CONT'D)
Take | [24 empty] | Take
Supply | [22 empty] | down |  | down |  | Fix
Pipeworks (Cont'd) | [5 empty] | and | [16 empty] | and |  | and set |  | only
fix | [22 empty] | clear |  | aside for
away | [24 empty] | re-use
Bronze strainer, double type c/w all necessary accessories : -
A | [22 empty] | B |  | C |  | D
Per strainer |  |  |  | $ | [18 empty] | $ |  | $ |  | $
47043 | 20 mm diameter....................................................................................................................................................................... | [17 empty] | 231.85 |  |  |  | 27.97 |  |  | 33.82 | 141.20 |  | 47043
47044 | 25 mm diameter....................................................................................................................................................................... | [17 empty] | 316.35 |  |  |  | 28.63 |  |  | 34.48 | 188.62 |  | 47044
47045 | 32 mm diameter....................................................................................................................................................................... | [17 empty] | 424.01 |  |  |  | 29.29 |  |  | 35.04 | 236.05 |  | 47045
47046 | 40 mm diameter....................................................................................................................................................................... | [17 empty] | 504.55 |  |  |  | 29.96 |  |  | 35.70 | 264.07 |  | 47046
47047 | 50 mm diameter....................................................................................................................................................................... | [17 empty] | 689.54 |  |  |  | 31.17 |  |  | 37.02 | 282.40 |  | 47047
Control : -
Per set
47048 | Fuel supply control system c/w flameproof fuel transfer pump control panel and
flameproof level monitoring control panel with certificate issued by BASEEFA, with
IPMCSP and IP 65 enclosure to IEC 60529, protection type EEx d flameproof.................................................................. | [18 empty] | 12,627.48 |  |  |  | 536.78 |  |  | 615.46 | 1,168.40 |  | 47048
(The actual rate should be : $126,274.80 for Item 47048A)
47049 | Flameproof control panel for high level visible and audible alarm....................................................................................... | [17 empty] | 27,058.89 |  |  |  | 536.78 |  |  | 615.46 | 1,168.40 |  | 47049
47050 | Remote on/ off control panel for fuel transfer pump c/w all necessary accessories.............................................................. | [17 empty] | 18,039.25 |  |  |  | 536.78 |  |  | 615.46 | 1,168.40 |  | 47050
47/9
Section 48
CHIMNEY
48 | CHIMNEY | [8 empty] | 48
SECTION 48
CHIMNEY
SPECIAL CONDITIONS
Measurement |  |  | SC48.01 | [6 empty] | Flue pipe/ aluminium cladding shall be measured in linear metres.
of flue pipe/
aluminium
cladding
Measurement |  |  | SC48.02 | [6 empty] | Insulation to flue pipe/ aluminium cladding shall be measured the diameter of the pipe in
of insulation |  |  | linear metres.
to flue pipe
Measurement |  |  | SC48.03 | [6 empty] | Where a temporary supply is ordered by the Maintenance Surveyor, the provision of all
of temporary |  |  | articles, labour and accessory materials (nails, screws, rawplugs and similar) necessary for
supply | fixing shall be of temporary nature. For "use and waste" of all materials and accessories,
etc., for a period of not exceeding four weeks from the date of certified completion, 50
per cent of the value of the appropriate "supply and fix" items after the adjustment of
contract percentages will be paid. For a period exceeding four weeks and not exceeding
eight weeks, 55 per cent will be paid and for each subsequent month a further addition of
5 per cent will be made.
For a period of more than six months, the full rates, as for permanent works will be paid,
and the materials will become the property of the Employer.
No extra payment will be made for the removal of materials in connection with the
temporary supply, but the cost of which shall have been included in the payment as
aforementioned in the first paragraph hereof. The date of certified completion of a
temporary supply shall be the date when the installation is first brought into service. The
date when it ceases to be used shall be the date from which the Maintenance Surveyor
instructs the dismantlement of the installation, or the date when the installation is no longer
in use, whichever is earlier.
Rates generally |  |  | SC48.04 | [6 empty] | The rate for all items shall generally include for : -
(a) | [11 empty] | Priming or painting off site and proprietary finishes or surface treatment applied as
part of the production process whether applied before or after fabrication and
assembly.
(b) | [11 empty] | All mild steel supports in outdoor environment.
(c) | [11 empty] | All protective and finishing painting work, apart from additional painting work
specifically ordered by the Maintenance Surveyor in writing which shall be
measured separately and paid for at the appropriate rates under Section 15 -
Painting of this Schedule.
48/1
48 | CHIMNEY | [8 empty] | 48
SPECIAL CONDITIONS
Rates generally |  |  | SC48.04 | [6 empty] | (d) |  | Any kind of fixing method including provision of screws, nuts, bolts, shims,
(Cont'd) |  |  | (Cont'd) | [6 empty] | washers, clips, hangers, supports, brackets, spring compensated and seismic
restraints and isolating components, expansion bellows, compensators and the
like.
(e) | [11 empty] | Submission of catalogues, technical literature, data, calculations, test certificates
and approval documentation covering the equipment and materials being supplied.
(f) | [11 empty] | Testing and commissioning including submission of Testing and Commissioning
Certificates and Records of Tests.
(g) | [11 empty] | Provision of all necessary power, fuel, labour and testing instrument of approved
type for testing and commissioning.
(h) | [11 empty] | Attending fault and complaint during the Maintenance Period.
(i) | [11 empty] | Meeting statutory requirements for disposal of waste materials.
Rates for |  |  | SC48.05 | [6 empty] | The rates for equipment shall further include for : -
equipment
(a) | [11 empty] | Submission of wind load and structural design calculations.
(b) | [11 empty] | Submission of calculations, shop drawings and other relevant information to
Environmental Protection Department for approval in accordance with the Air
Pollution Control Regulations.
(c) | [11 empty] | Preparing and submitting detail working drawings as required and all shop
drawings for the fabrication and installation.
(d) | [11 empty] | Attendance, as required, of the manufacturers' representative to assist in the
installation and subsequent testing and commissioning.
(e) | [11 empty] | All necessary statutory submission to all relevant Authorities including employing
competent examiners for testing and inspection of the equipment to satisfy the
requirements of Labour Department.
(f) | [11 empty] | Structural design and associated drawings for approval prior to manufacturing.
The design shall be attested by a professional structural engineer licensed to
practices in Hong Kong.
(g) | [11 empty] | Welds examined by means of non-destructive tests (NDT).
(h) | [11 empty] | Meeting the design life of the chimney stack and supporting structures for at least
20 years.
(i) | [11 empty] | Lightning protection facilities.
(j) | [11 empty] | All welding carried out only by experienced welders with recognised certificates
of proficiency.
(k) | [11 empty] | Checking of verticality by optical tooling method using the alignment telescope or
jig alignment telescope, jig transit and precise level.
48/2
48 | CHIMNEY | [8 empty] | 48
SPECIAL CONDITIONS
Particular |  |  | SC48.06 | [6 empty] | The Particular Specification for chimney installation can be found in the Contract.
Specification
48/3
48 | CHIMNEY | [8 empty] | 48
Item | Item
CHIMNEY EQUIPMENT
Mild steel vertical flue pipe c/w mounting brackets; c/w 25 mm thick mineral wool | [17 empty] | Take | [6 empty] | Take
insulation and 1.6 mm thick aluminium cladding to maintain flue gas at 150°C minimum; | [17 empty] | Supply |  |  |  |  | down |  | down |  | Fix
c/w protector against lightning to BS EN 62305; painted with two layers of dry | [16 empty] | and | [5 empty] | and |  | and set |  | only
films each of 2 mm thick pure silicon resin and heat resistant aluminium coating on the | [17 empty] | fix |  |  |  |  | clear |  | aside for
interior and exterior surfaces of chimney to EN 1993-3-2:2006 : - | [14 empty] | away | [9 empty] | re-use
Up to 3m in height, and chimney size at : -
A | [22 empty] | B |  | C |  | D
Per chimney |  |  |  | $ | [18 empty] | $ |  | $ |  | $
48001 | 50 mm diameter....................................................................................................................................................................... | [17 empty] | 649.57 |  |  |  | 240.58 |  |  | - | - |  | 48001
48002 | 80 mm diameter....................................................................................................................................................................... | [17 empty] | 842.04 |  |  |  | 320.78 |  |  | - | - |  | 48002
48003 | 100 mm diameter.................................................................................................................................................................... | [17 empty] | 922.23 |  |  |  | 320.78 |  |  | - | - |  | 48003
48004 | 125 mm diameter.................................................................................................................................................................... | [17 empty] | 1,042.52 |  |  |  | 320.78 |  |  | - | - |  | 48004
48005 | 150 mm diameter.................................................................................................................................................................... | [17 empty] | 1,283.10 |  |  |  | 320.78 |  |  | - | - |  | 48005
48006 | 200 mm diameter.................................................................................................................................................................... | [17 empty] | 2,004.85 |  |  |  | 400.97 |  |  | - | - |  | 48006
48007 | 250 mm diameter.................................................................................................................................................................... | [17 empty] | 2,245.43 |  |  |  | 400.97 |  |  | - | - |  | 48007
48008 | 300 mm diameter.................................................................................................................................................................... | [17 empty] | 2,486.01 |  |  |  | 641.55 |  |  | - | - |  | 48008
48009 | 350 mm diameter.................................................................................................................................................................... | [17 empty] | 3,207.76 |  |  |  | 641.55 |  |  | - | - |  | 48009
48010 | 400 mm diameter.................................................................................................................................................................... | [17 empty] | 4,811.64 |  |  |  | 842.04 |  |  | - | - |  | 48010
48011 | 450 mm diameter.................................................................................................................................................................... | [17 empty] | 5,212.61 |  |  |  | 842.04 |  |  | - | - |  | 48011
Add height of above items (with 25 mm thick mineral wool insulation) for each additional
linear metre or part thereof : -
Per linear metre
48012 | 50 mm diameter....................................................................................................................................................................... | [17 empty] | 216.52 |  |  |  | 80.19 |  |  | - | - |  | 48012
48013 | 80 mm diameter....................................................................................................................................................................... | [17 empty] | 280.68 |  |  |  | 106.93 |  |  | - | - |  | 48013
48014 | 100 mm diameter.................................................................................................................................................................... | [17 empty] | 307.94 |  |  |  | 106.93 |  |  | - | - |  | 48014
48015 | 125 mm diameter.................................................................................................................................................................... | [17 empty] | 347.51 |  |  |  | 106.93 |  |  | - | - |  | 48015
48016 | 150 mm diameter.................................................................................................................................................................... | [17 empty] | 427.70 |  |  |  | 106.93 |  |  | - | - |  | 48016
48/4
48 | CHIMNEY | [8 empty] | 48
Item | Item
CHIMNEY EQUIPMENT (CONT'D) | [11 empty] | Take | [12 empty] | Take
Supply | [22 empty] | down |  | down |  | Fix
and | [22 empty] | and |  | and set |  | only
Add height of above items (with 25 mm thick mineral wool insulation) for each additional | [17 empty] | fix |  |  |  |  | clear |  | aside for
linear metre or part thereof : - (Cont'd) | [9 empty] | away | [14 empty] | re-use
A | [22 empty] | B |  | C |  | D
Per linear metre |  |  |  |  | $ | [17 empty] | $ |  | $ |  | $
48017 | 200 mm diameter.................................................................................................................................................................... | [17 empty] | 668.28 |  |  |  | 133.92 |  |  | - | - |  | 48017
48018 | 250 mm diameter.................................................................................................................................................................... | [17 empty] | 748.48 |  |  |  | 133.92 |  |  | - | - |  | 48018
48019 | 300 mm diameter.................................................................................................................................................................... | [17 empty] | 828.67 |  |  |  | 213.85 |  |  | - | - |  | 48019
48020 | 350 mm diameter.................................................................................................................................................................... | [17 empty] | 1,069.25 |  |  |  | 213.85 |  |  | - | - |  | 48020
48021 | 400 mm diameter.................................................................................................................................................................... | [17 empty] | 1,603.88 |  |  |  | 280.68 |  |  | - | - |  | 48021
48022 | 450 mm diameter.................................................................................................................................................................... | [17 empty] | 1,700.11 |  |  |  | 280.68 |  |  | - | - |  | 48022
Mild steel vertical flue pipe c/w mounting brackets; c/w 50 mm thick mineral wool
insulation and 1.6 mm thick aluminium cladding to maintain flue gas at 150°C minimum;
c/w protector against lightning to BS EN 62305; painted with two layers of dry
films each of 2 mm thick pure silicon resin and heat resistant aluminium coating on the
interior and exterior surfaces of chimney to EN 1993-3-2:2006 : -
Up to 3m in height, and chimney size at : -
Per chimney
48023 | 50 mm diameter....................................................................................................................................................................... | [17 empty] | 681.65 |  |  |  | 240.58 |  |  | - | - |  | 48023
48024 | 80 mm diameter....................................................................................................................................................................... | [17 empty] | 962.33 |  |  |  | 320.78 |  |  | - | - |  | 48024
48025 | 100 mm diameter.................................................................................................................................................................... | [17 empty] | 1,034.50 |  |  |  | 320.78 |  |  | - | - |  | 48025
48026 | 125 mm diameter.................................................................................................................................................................... | [17 empty] | 1,130.73 |  |  |  | 320.78 |  |  | - | - |  | 48026
48027 | 150 mm diameter.................................................................................................................................................................... | [17 empty] | 1,355.28 |  |  |  | 320.78 |  |  | - | - |  | 48027
48028 | 200 mm diameter.................................................................................................................................................................... | [17 empty] | 2,165.24 |  |  |  | 400.97 |  |  | - | - |  | 48028
48029 | 250 mm diameter.................................................................................................................................................................... | [17 empty] | 2,486.01 |  |  |  | 400.97 |  |  | - | - |  | 48029
48030 | 300 mm diameter.................................................................................................................................................................... | [17 empty] | 2,646.40 |  |  |  | 641.55 |  |  | - | - |  | 48030
48031 | 350 mm diameter.................................................................................................................................................................... | [17 empty] | 3,448.34 |  |  |  | 641.55 |  |  | - | - |  | 48031
48032 | 400 mm diameter.................................................................................................................................................................... | [17 empty] | 5,052.22 |  |  |  | 842.04 |  |  | - | - |  | 48032
48033 | 450 mm diameter.................................................................................................................................................................... | [17 empty] | 5,533.38 |  |  |  | 842.04 |  |  | - | - |  | 48033
48/5
48 | CHIMNEY | [8 empty] | 48
Item | Item
CHIMNEY EQUIPMENT (CONT'D) | [11 empty] | Take | [12 empty] | Take
Supply | [22 empty] | down |  | down |  | Fix
and | [22 empty] | and |  | and set |  | only
Add height of above items (with 50 mm thick mineral wool insulation) for each additional | [17 empty] | fix |  |  |  |  | clear |  | aside for
linear metre or part thereof : - | [9 empty] | away | [14 empty] | re-use
A | [22 empty] | B |  | C |  | D
Per linear metre |  |  |  |  | $ | [17 empty] | $ |  | $ |  | $
48034 | 50 mm diameter....................................................................................................................................................................... | [17 empty] | 228.55 |  |  |  | 80.19 |  |  | - | - |  | 48034
48035 | 80 mm diameter....................................................................................................................................................................... | [17 empty] | 320.78 |  |  |  | 106.93 |  |  | - | - |  | 48035
48036 | 100 mm diameter.................................................................................................................................................................... | [17 empty] | 344.83 |  |  |  | 106.93 |  |  | - | - |  | 48036
48037 | 125 mm diameter.................................................................................................................................................................... | [17 empty] | 376.91 |  |  |  | 106.93 |  |  | - | - |  | 48037
48038 | 150 mm diameter.................................................................................................................................................................... | [17 empty] | 451.76 |  |  |  | 106.93 |  |  | - | - |  | 48038
48039 | 200 mm diameter.................................................................................................................................................................... | [17 empty] | 721.75 |  |  |  | 133.92 |  |  | - | - |  | 48039
48040 | 250 mm diameter.................................................................................................................................................................... | [17 empty] | 828.67 |  |  |  | 133.92 |  |  | - | - |  | 48040
48041 | 300 mm diameter.................................................................................................................................................................... | [17 empty] | 882.13 |  |  |  | 213.85 |  |  | - | - |  | 48041
48042 | 350 mm diameter.................................................................................................................................................................... | [17 empty] | 1,149.45 |  |  |  | 213.85 |  |  | - | - |  | 48042
48043 | 400 mm diameter.................................................................................................................................................................... | [17 empty] | 1,684.07 |  |  |  | 280.68 |  |  | - | - |  | 48043
48044 | 450 mm diameter.................................................................................................................................................................... | [17 empty] | 1,844.46 |  |  |  | 280.68 |  |  | - | - |  | 48044
Aluminium cladding 1.6 mm thick for chimney insulation c/w 50 mm insulation for
chimney internal diameter at : -
Per linear metre
48045 | 100 mm diameter.................................................................................................................................................................... | [17 empty] | 123.52 |  |  |  | 8.69 |  |  | 9.30 | 23.03 |  | 48045
48046 | 125 mm diameter.................................................................................................................................................................... | [17 empty] | 137.98 |  |  |  | 12.28 |  |  | 13.45 | 26.18 |  | 48046
48047 | 150 mm diameter.................................................................................................................................................................... | [17 empty] | 156.21 |  |  |  | 14.89 |  |  | 16.17 | 29.32 |  | 48047
48048 | 200 mm diameter.................................................................................................................................................................... | [17 empty] | 180.80 |  |  |  | 16.78 |  |  | 17.85 | 33.51 |  | 48048
48049 | 250 mm diameter.................................................................................................................................................................... | [17 empty] | 220.09 |  |  |  | 20.57 |  |  | 22.27 | 41.88 |  | 48049
48050 | 300 mm diameter.................................................................................................................................................................... | [17 empty] | 264.97 |  |  |  | 25.05 |  |  | 27.51 | 51.30 |  | 48050
48051 | 350 mm diameter.................................................................................................................................................................... | [17 empty] | 293.25 |  |  |  | 27.90 |  |  | 30.62 | 57.59 |  | 48051
48052 | 400 mm diameter.................................................................................................................................................................... | [17 empty] | 321.53 |  |  |  | 30.18 |  |  | 33.16 | 62.82 |  | 48052
48053 | 450 mm diameter.................................................................................................................................................................... | [17 empty] | 356.32 |  |  |  | 34.27 |  |  | 37.35 | 70.15 |  | 48053
48/6
48 | CHIMNEY | [8 empty] | 48
Item | Item
CHIMNEY EQUIPMENT (CONT'D)
Stainless steel flue pipes and fitting c/w stainless steel of Grade 316 inner wall of minimum | [17 empty] | Take | [6 empty] | Take
0.6 mm thick and stainless steel of grade 304 outer wall of minimum 0.5 mm thick; | [17 empty] | Supply |  |  |  |  | down |  | down |  | Fix
c/w 30 mm thick mineral wool insulation between the walls; S.S. tubes and the insulation | [17 empty] | and |  |  |  |  | and |  | and set |  | only
shall be factory fabricated in sections to ensure structured integrity and strength; c/w | [17 empty] | fix |  |  |  |  | clear |  | aside for
water/ gas tight flue section joints and drain points : - | [12 empty] | away | [11 empty] | re-use
Up to 3m in height, and chimney size at : -
A | [22 empty] | B |  | C |  | D
Per chimney |  |  |  | $ | [18 empty] | $ |  | $ |  | $
48054 | 80 mm diameter....................................................................................................................................................................... | [17 empty] | 1,122.72 |  |  |  | 240.58 |  |  | - | - |  | 48054
48055 | 100 mm diameter.................................................................................................................................................................... | [17 empty] | 1,202.91 |  |  |  | 320.78 |  |  | - | - |  | 48055
48056 | 125 mm diameter.................................................................................................................................................................... | [17 empty] | 1,316.87 |  |  |  | 320.78 |  |  | - | - |  | 48056
48057 | 150 mm diameter.................................................................................................................................................................... | [17 empty] | 1,591.22 |  |  |  | 320.78 |  |  | - | - |  | 48057
48058 | 200 mm diameter.................................................................................................................................................................... | [17 empty] | 2,030.17 |  |  |  | 320.78 |  |  | - | - |  | 48058
48059 | 250 mm diameter.................................................................................................................................................................... | [17 empty] | 2,798.35 |  |  |  | 400.97 |  |  | - | - |  | 48059
48060 | 300 mm diameter.................................................................................................................................................................... | [17 empty] | 3,127.56 |  |  |  | 400.97 |  |  | - | - |  | 48060
48061 | 350 mm diameter.................................................................................................................................................................... | [17 empty] | 4,170.09 |  |  |  | 641.55 |  |  | - | - |  | 48061
48062 | 400 mm diameter.................................................................................................................................................................... | [17 empty] | 5,816.17 |  |  |  | 641.55 |  |  | - | - |  | 48062
48063 | 500 mm diameter.................................................................................................................................................................... | [17 empty] | 6,310.00 |  |  |  | 842.04 |  |  | - | - |  | 48063
48064 | 600 mm diameter.................................................................................................................................................................... | [17 empty] | 7,242.78 |  |  |  | 842.04 |  |  | - | - |  | 48064
48/7
48 | CHIMNEY | [8 empty] | 48
Item | Item
CHIMNEY EQUIPMENT (CONT'D) | [11 empty] | Take | [12 empty] | Take
Supply | [22 empty] | down |  | down |  | Fix
and | [22 empty] | and |  | and set |  | only
Add height of above items (with 30 mm thick mineral wool insulation) for each additional | [17 empty] | fix |  |  |  |  | clear |  | aside for
linear metre or part thereof : - | [9 empty] | away | [14 empty] | re-use
A | [22 empty] | B |  | C |  | D
Per linear metre |  |  |  |  | $ | [17 empty] | $ |  | $ |  | $
48065 | 80 mm diameter....................................................................................................................................................................... | [17 empty] | 372.90 |  |  |  | 80.19 |  |  | - | - |  | 48065
48066 | 100 mm diameter.................................................................................................................................................................... | [17 empty] | 400.97 |  |  |  | 106.93 |  |  | - | - |  | 48066
48067 | 125 mm diameter.................................................................................................................................................................... | [17 empty] | 438.96 |  |  |  | 106.93 |  |  | - | - |  | 48067
48068 | 150 mm diameter.................................................................................................................................................................... | [17 empty] | 530.41 |  |  |  | 106.93 |  |  | - | - |  | 48068
48069 | 200 mm diameter.................................................................................................................................................................... | [17 empty] | 676.72 |  |  |  | 106.93 |  |  | - | - |  | 48069
48070 | 250 mm diameter.................................................................................................................................................................... | [17 empty] | 932.78 |  |  |  | 133.92 |  |  | - | - |  | 48070
48071 | 300 mm diameter.................................................................................................................................................................... | [17 empty] | 1,042.52 |  |  |  | 133.92 |  |  | - | - |  | 48071
48072 | 350 mm diameter.................................................................................................................................................................... | [17 empty] | 1,390.03 |  |  |  | 214.12 |  |  | - | - |  | 48072
48073 | 400 mm diameter.................................................................................................................................................................... | [17 empty] | 1,938.72 |  |  |  | 214.12 |  |  | - | - |  | 48073
48074 | 500 mm diameter.................................................................................................................................................................... | [17 empty] | 2,103.33 |  |  |  | 280.68 |  |  | - | - |  | 48074
48075 | 600 mm diameter.................................................................................................................................................................... | [17 empty] | 2,414.26 |  |  |  | 280.68 |  |  | - | - |  | 48075
48/8
Section 49
SEWAGE TREATMENT INSTALLATION
49 | SEWAGE TREATMENT INSTALLATION | [15 empty] | 49
SECTION 49
SEWAGE TREATMENT INSTALLATION
SPECIAL CONDITIONS
Measurement |  |  | SC49.01 | [6 empty] | All works of electrical power supply up to power supply points (e.g. switchgear or isolator or spur unit
of power supply |  |  | and the like) for the equipment shall be measured separately and paid for at the appropriate rates under
Section 27 - Lighting System and Fixtures, Section 28 - Small Power Distribution, Section 29 - Main
Distribution Systems and Section 30 - Miscellaneous Electrical Installations or other applicable Work
Sections of this Schedule.
Measurement |  |  | SC49.02 | [6 empty] | All pumps shall be measured separately and paid for at the appropriate rates under Section 38 - HVAC -
of pumps |  |  | Equipment or other applicable Work Sections of this Schedule.
Measurement |  |  | SC49.03 | [6 empty] | All trench excavation shall be measured separately and paid for at the appropriate rates under Section 03 -
of excavations, |  |  | Excavation of this Schedule. All pipe ducts, concrete thrust blocks and anchor blocks, chases in, and holes
ducts, chases, |  |  | through existing walls, ceilings and similar for pipes, etc., (but not mortices or holes for brackets) except
holes and other |  |  | specifically stated, shall be measured and paid for at the appropriate rates under Section 04 - Concrete
subsidiary work |  |  | Work, Section 05 - Brickwork and Blockwork, Section 12 - Roadwork and Cable Duct and Section 13 -
Plumbing and Drainage or other applicable Work Sections of this Schedule.
Measurement |  |  | SC49.04 | [6 empty] | Pipework shall be measured in linear metres over all in-line fittings, short running lengths and branches.
of pipework
Measurement of |  |  | SC49.05 | [6 empty] | Cables for the equipment, control/indicating panels, fire alarm points, etc. have been allowed in the rates
heat resistant cables |  |  |  |  | under this Section. No measurement shall be made for cables except for heat resistant cables where
and low smoke zero |  |  |  |  | specifically ordered by the Maintenance Surveyor in writing.
halogen cables
Heat resistant cables and low smoke zero halogen cables shall be measured the net lengthas fixed in
linear metres.
Measurement |  |  | SC49.06 | [6 empty] | Where a temporary supply is ordered by the Maintenance Surveyor, the provision of all articles, labour
of temporary |  |  | and accessory materials (nails, screws, rawplugs and similar) necessary for fixing shall be of temporary
supply | nature. For "use and waste" of all materials and accessories, etc., for a period of not exceeding four
weeks from the date of certified completion, 50 per cent of the value of the appropriate "supply and fix"
items after the adjustment of contract percentages will be paid. For a period exceeding four weeks
and not exceeding eight weeks, 55 per cent will be paid and for each subsequent month a further
addition of 5 per cent will be made.
For a period of more than six months, the full rates, as for permanent works will be paid, and the
materials will become the property of the Employer.
No extra payment will be made for the removal of materials in connection with the temporary supply,
but the cost of which shall have been included in the payment as aforementioned in the first paragraph
hereof. The date of certified completion of a temporary supply shall be the date when the installation is
first brought into service. The date when it ceases to be used shall be the date from which the Maintenance
Surveyor instructs the dismantlement of the installation, or the date when the installation is no longer
in use, whichever is earlier.
49/1
49 | SEWAGE TREATMENT INSTALLATION | [15 empty] | 49
SPECIAL CONDITIONS
Rates generally |  |  | SC49.07 | [6 empty] | The rates for all items shall generally include for : -
(a) | [11 empty] | Colour band and colour identification work.
(b) | [11 empty] | Lettering and engraving for identification, signs, labels in both English and Chinese.
(c) | [11 empty] | Identification plates, signs, notice plates, discs and labels in both English and Chinese.
(d) | [11 empty] | Priming or painting off site and proprietary finishes or surface treatment applied as part of the
production process whether applied before or after fabrication and assembly.
(e) | [11 empty] | All protective and finishing painting work, apart from additional painting work specifically ordered
by the Maintenance Surveyor in writing which shall be measured separately and paid for at the
appropriate rates under Section 15 - Painting of this Schedule.
(f) | [11 empty] | Any kind of fixing method including provision of screws, nuts, bolts, shims, washers, clips, hangers,
supports, brackets, spring compensated and seismic restraints and isolating components and the like.
(g) | [11 empty] | Provision of expansion joints in service runs wherever they coincide with structural expansion joints.
(h) | [11 empty] | Submission of catalogues, technical literature, data, calculations, test certificates and approval
documentation covering the equipment and materials being supplied.
(i) | [11 empty] | Preparing and submitting detail working drawings as required and all shop drawings for the
fabrication and installation.
(j) | [11 empty] | Attendance, as required, of the manufacturers' representative to assist in the installation and
subsequent testing and commissioning.
(k) | [11 empty] | Testing and commissioning including submission of Testing and Commissioning Certificates and
Records of Tests.
(l) | [11 empty] | Provision of all necessary power, fuel, labour and testing instrument of approved type for testing
and commissioning.
(m) | [11 empty] | Submitting all relevant documentation to Electrical and Mechanical Services Department and
Environmental Protection Department for obtaining necessary approval.
(n) | [11 empty] | Preparing and submitting operation and maintenance manuals and as-fitted drawings for items
of works as required.
(o) | [11 empty] | Provision of schematic diagrams covered front and back with plastic sheet including fixing to wall.
(p) | [11 empty] | Provision of manufacturer's guarantee.
(q) | [11 empty] | Attending fault and complaint during the Maintenance Period.
(r) | [11 empty] | Meeting statutory requirements for disposal of waste materials.
49/2
49 | SEWAGE TREATMENT INSTALLATION | [15 empty] | 49
SPECIAL CONDITIONS
Rates for |  |  | SC49.08 | [6 empty] | The rates for pipework shall further include for : -
pipework
(a) | [11 empty] | All short lengths, cutting and waste, and joints in the running length.
(b) | [11 empty] | All pipework brackets, supports, hangers, guides, anchors and the like and alternative method
of jointing and fixing as specified (if any).
(c) | [11 empty] | All pipework fittings (e.g. bends, elbows, branches, reducers, tees, caps and the like) including
connections, cutting and jointing pipes to fittings.
(d) | [11 empty] | Screwed sockets, tappings, bosses and welding-necks welded to pipes or flanges including
perforating the pipework or flanges.
(e) | [11 empty] | Connections between pipework of different materials and differing grades of same material.
(f) | [11 empty] | Provision of wall plates, ceiling plates, floor plates, high tensile holding down bolts, tapered
washers and the like for casting into the reinforced concrete corbels.
(g) | [11 empty] | All jointing including provision of flexible connections and / or necessary adaptors and
connectors, welding consumable, jointing tapes, flanges, unions, gasket, bolts and nuts and the
like where required.
(h) | [11 empty] | Expansion loops and compensators including connections, cutting and jointing to pipes and fittings.
(i) | [11 empty] | Provision of all sleeves for casting in or building in where pipes pass through slabs, walls or beams
and caulking between pipe and sleeve where required.
(j) | [11 empty] | Fixing in any position to floors, walls and ceilings including laying in trenches and fixing in chases,
ducts, false ceilings and similar positions, and wrapping with protective tapes where required.
Rates for in-line |  |  | SC49.09 | [6 empty] | The rates for in-line pipework equipment (e.g. valves, flow meters, gauges, strainers and the like) shall
pipework |  |  | further include for : -
equipment
(a) | [11 empty] | Cutting and jointing to pipes and fittings.
(b) | [11 empty] | Stripping down repacking glands and preparing spindles, as appropriate, prior to installation.
Rates for |  |  | SC49.10 | [6 empty] | The rates for equipment shall further include for : -
equipment
(a) | [11 empty] | All necessary assembly, orientation, alignment, levelling and bolting down, together with the
provision of shims and packing pieces, the clocking of couplings between drivers and rotating
equipment, strainers, instrumentation and the like.
(b) | [11 empty] | Conduction of all tests, adjustments and commissioning of the installed equipment.
(c) | [11 empty] | Supporting frames.
(d) | [11 empty] | Connections including flexible joints between pipework and equipment.
(e) | [11 empty] | Flexible connections and anti-vibration connections between pipework and equipment.
(f) | [11 empty] | All necessary operational and control accessories (e.g. valves, gauges, flow meters, indicating
lamps and the like) forming part of the equipment, connection and termination.
49/3
49 | SEWAGE TREATMENT INSTALLATION | [15 empty] | 49
SPECIAL CONDITIONS
Rates for |  |  | SC49.10 | [6 empty] | (g) |  | Final connection and terminations to electrical supply, fire alarm, control, monitoring, interfacing
equipment |  |  | (Cont'd) | [6 empty] | and water supply including cables, wirings, conduits, trunkings, cable trays, fuses, control boxes,
(Cont'd) |  |  | short lengths of pipework and necessary accessories required for energizing the equipment to
properly operate at specified duties.
(h) | [11 empty] | Anti-vibration mountings for plant, machinery and the like.
(i) | [11 empty] | Anti-vibration materials and sound insulating materials in plant and machinery bases.
(j) | [11 empty] | Motor starters (if motors in the equipment require motor starters).
(k) | [11 empty] | Earth/ equipotential bonding as specified.
(l) | [11 empty] | Acoustic enclosure.
(m) | [11 empty] | Training to the employer's staff and maintenance parties.
Rates for package |  |  |  | SC49.11 | [5 empty] | The rates for package type membrane bio-reactor system shall further include for : -
type membrane
bio-reactor system |  |  |  | (a) | [7 empty] | The design, supply and installation of a package sewage treatment system with applying the
membrane bio-reactor (MBR) technology.
(b) | [11 empty] | Seeded process start-up for the establishment of the sewage treatment process.
(c) | [11 empty] | Demonstrating that the standard of effluent complies with the requirements as specified in the
discharge license. Sample analysis shall be carried out by a HOKLAS laboratory.
(d) | [11 empty] | Field-test kit for the sewerage treatment package including portable pH meter, TDS meter,
corrosion inhibitor ppm test kit and the like recommended by the specialist.
(e) | [11 empty] | Collecting samples to carry out analysis of stabilization monitoring for 21 days.
(f) | [11 empty] | Cat ladder, working and inspection platforms.
(g) | [11 empty] | Submission of system design principle.
(h) | [11 empty] | Tanking away service for waste sludge generated from the system during the Maintenance Period.
(i) | [11 empty] | Odour control equipment.
(j) | [11 empty] | All necessary sensing devices for on-line control/ monitoring to satisfy the requirement set out
for obtaining the discharge licence and all necessary chemicals and consumables during the
Maintenance Period.
(k) | [11 empty] | Operation and maintenance service including sample tests, laboratory reports of influent and
effluent water on monthly basis during the Maintenance Period.
(l) | [11 empty] | All submission to relevant Authorities, including all payments for obtaining of relevant
certificates/ licences.
(m) | [11 empty] | Carrying out factory acceptance tests in the facilities of the specialist contractor prior to delivery
of all equipment to site. The rate shall further include the transportation cost of the Employer's
representative for witnessing the tests.
49/4
49 | SEWAGE TREATMENT INSTALLATION | [15 empty] | 49
SPECIAL CONDITIONS
Rates for heat |  |  | SC49.12 | [6 empty] | The rates for heat resistant cables and low smoke zero halogen cables shall further include
resistant |  |  | for : -
cables and low
smoke zero |  |  | (a) | [8 empty] | Laying or fixing in different locations, such as drawing into underground pipe ducts, laying or
halogen cables |  |  | drawing into trunkings, drawing into conduits, suspending from insulators or catenaries,
wrapping around equipment.
(b) | [11 empty] | In case of cables drawn into existing conduits, existing ducts or existing trunkings, removing
and putting back existing covers, existing inspection lids and the like.
(c) | [11 empty] | Making cable-joints.
(d) | [11 empty] | Determining circuits, lacing into circuit groups and provision of draw wires, draw cables and
the like as required.
(e) | [11 empty] | All necessary fixings complete with accessories and fittings as required.
(f) | [11 empty] | Provision of all sleeves for casting in or building in where cables pass through slabs, walls or
beams and caulking between cable and sleeve where required.
Rates for |  |  | SC49.13 | [6 empty] | The rates for "Take down and clear away" or " Take down and set aside for re-use"
"Take down |  |  | existing items in connection with sewage treatment installation shall further include for : -
and clear
away" or |  |  | (a) | [8 empty] | All in-line fittings including brackets, supports, hangers and the like.
"Take down
and set aside |  |  | (b) | [8 empty] | Cutting into existing pipework and the like in position.
for re-use"
(c) | [11 empty] | Plugging off remaining ends with plugs or caps as required.
(d) | [11 empty] | Preparing remaining ends of pipework and building services works (if any) to
receive connections with new work if required.
(e) | [11 empty] | In the case of equipment and the like, taking down all associated pipework and/
or building services works.
(f) | [11 empty] | Making good all works disturbed.
Particular |  |  | SC49.14 | [6 empty] | The Particular Specification for sewage treatment installation can be found in the Contract.
Specification
49/5
49 | SEWAGE TREATMENT INSTALLATION | [15 empty] | 49
Item | Item
VALVES, PIPE WORKS AND ACCESSORIES
Take | [24 empty] | Take
Ultra violet sterilizer, close type c/w stainless steel 304 cabinet, chamber assembly, | [17 empty] | Supply |  |  |  |  | down |  | down |  | Fix
metallic wetted components, hour meter, all necessary controls/ monitoring systems and | [17 empty] | and |  |  |  |  | and |  | and set |  | only
ultraviolet lamps rated at 7500 hours. | [9 empty] | fix | [12 empty] | clear |  | aside for
away | [24 empty] | re-use
Ultra-violet dosage >60,000 uW second, flow rate : -
A | [22 empty] | B |  | C |  | D
Each |  |  | $ | [19 empty] | $ |  | $ |  | $
49001 | Up to 3.6 m³ / hr...................................................................................................................................................................... | [17 empty] | 8,878.76 |  |  |  | 94.65 |  |  | 126.40 | 5,577.81 |  | 49001
49002 | 3.6 - 7.2 m³ / hr........................................................................................................................................................................ | [17 empty] | 17,757.49 |  |  |  | 94.65 |  |  | 126.40 | 5,577.81 |  | 49002
49003 | 7.2 - 10.8 m³ / hr...................................................................................................................................................................... | [17 empty] | 26,636.25 |  |  |  | 94.65 |  |  | 126.40 | 5,577.81 |  | 49003
Air Blower : -
Max. 10m discharge head, airflow rate : -
Each
49004 | Up to 20 m³ / hr....................................................................................................................................................................... | [17 empty] | 53,272.49 |  |  |  | 96.01 |  |  | 101.98 11,155.63 |  |  | 49004
49005 | 20 - 40 m³ / hr.......................................................................................................................................................................... | [17 empty] | 71,030.00 |  |  |  | 96.01 |  |  | 101.98 11,155.63 |  |  | 49005
49006 | 40 - 60 m³ / hr.......................................................................................................................................................................... | [17 empty] | 88,787.51 |  |  |  | 108.87 |  |  | 115.00 16,733.42 |  |  | 49006
Package type membrane module for membrane bio-reactor sewage treatment system : -
Per square metre
49007 | Membrane module.................................................................................................................................................................. | [17 empty] | 7,205.46 |  |  |  | 41.24 |  |  | 56.91 | 4,462.02 |  | 49007
49/6
49 | SEWAGE TREATMENT INSTALLATION | [15 empty] | 49
Item | Item
VALVES, PIPE WORKS AND ACCESSORIES | [14 empty] | Take | [9 empty] | Take
(CONT'D) |  |  |  | Supply | [18 empty] | down |  | down |  | Fix
and | [22 empty] | and |  | and set |  | only
fix | [22 empty] | clear |  | aside for
Motorized control valve : - | [9 empty] | away | [14 empty] | re-use
A | [22 empty] | B |  | C |  | D
Each |  |  | $ | [19 empty] | $ |  | $ |  | $
49008 | Motorized wafer type control valve c/w protective coating, stainless steel disc and shaft
EPDM seat, electric actuator.................................................................................................................................................. | [18 empty] | 6,738.21 |  |  |  | 47.26 |  |  | 55.34 | 87.72 |  | 49008
Cast iron gate valve c/w full bore clearway pattern to EN 1171:2002, solid wedge gates
with minimum normal pressure rating of PN10; c/w stainless steel stem of Grade 316 : -
Each
49009 | 50 mm diameter....................................................................................................................................................................... | [17 empty] | 1,004.97 |  |  |  | 28.22 |  |  | 34.55 | 53.38 |  | 49009
49010 | 65 mm diameter....................................................................................................................................................................... | [17 empty] | 1,148.36 |  |  |  | 29.73 |  |  | 36.13 | 55.90 |  | 49010
49011 | 80 mm diameter....................................................................................................................................................................... | [17 empty] | 1,354.73 |  |  |  | 31.34 |  |  | 38.14 | 59.75 |  | 49011
49012 | 100 mm diameter.................................................................................................................................................................... | [17 empty] | 1,847.45 |  |  |  | 36.07 |  |  | 43.14 | 66.10 |  | 49012
49013 | 150 mm diameter.................................................................................................................................................................... | [17 empty] | 3,324.16 |  |  |  | 47.77 |  |  | 56.27 | 86.41 |  | 49013
Cast iron non-return valve to EN 12334:2001, in single door swing check pattern, c/w
cast iron housing and gunmetal seat; c/w stainless steel stem of Grade 316 : -
Each
49014 | 50 mm diameter....................................................................................................................................................................... | [17 empty] | 1,038.89 |  |  |  | 28.22 |  |  | 34.55 | 53.38 |  | 49014
49015 | 65 mm diameter....................................................................................................................................................................... | [17 empty] | 1,271.15 |  |  |  | 29.73 |  |  | 36.13 | 55.90 |  | 49015
49016 | 80 mm diameter....................................................................................................................................................................... | [17 empty] | 1,433.14 |  |  |  | 31.34 |  |  | 38.14 | 59.75 |  | 49016
49017 | 100 mm diameter.................................................................................................................................................................... | [17 empty] | 2,004.93 |  |  |  | 36.07 |  |  | 43.14 | 66.10 |  | 49017
49018 | 150 mm diameter.................................................................................................................................................................... | [17 empty] | 3,612.18 |  |  |  | 47.77 |  |  | 56.27 | 86.41 |  | 49018
49/7
49 | SEWAGE TREATMENT INSTALLATION | [15 empty] | 49
Item | Item
VALVES, PIPE WORKS AND ACCESSORIES
(CONT'D) |  |  |  | Take | [20 empty] | Take
Supply | [22 empty] | down |  | down |  | Fix
and | [22 empty] | and |  | and set |  | only
Ductile iron pipe, Class I to BS EN 598:2007+A1:2009 c/w ductile iron fittings to | [17 empty] | fix |  |  |  |  | clear |  | aside for
BS EN 598:2007+A1:2009 with all necessary accessories : - | [14 empty] | away | [9 empty] | re-use
A | [22 empty] | B |  | C |  | D
Per linear metre |  |  |  |  | $ | [17 empty] | $ |  | $ |  | $
49019 | 100 mm diameter.................................................................................................................................................................... | [17 empty] | 286.39 |  |  |  | 53.15 |  |  | 62.78 | 109.30 |  | 49019
49020 | 150 mm diameter.................................................................................................................................................................... | [17 empty] | 377.97 |  |  |  | 74.43 |  |  | 80.32 | 144.87 |  | 49020
49021 | 200 mm diameter.................................................................................................................................................................... | [17 empty] | 495.29 |  |  |  | 86.19 |  |  | 93.09 | 176.66 |  | 49021
UPVC pipes and fittings : BS EN 1452 ; solvent or flanged joints, and c/w all accessories : -
Per linear metre
49022 | 80 mm diameter....................................................................................................................................................................... | [17 empty] | 172.97 |  |  |  | 48.85 |  |  | 53.07 | 97.85 |  | 49022
49023 | 100 mm diameter.................................................................................................................................................................... | [17 empty] | 208.34 |  |  |  | 53.14 |  |  | 62.77 | 109.30 |  | 49023
49024 | 150 mm diameter.................................................................................................................................................................... | [17 empty] | 345.15 |  |  |  | 74.43 |  |  | 80.32 | 144.87 |  | 49024
49025 | 200 mm diameter.................................................................................................................................................................... | [17 empty] | 542.14 |  |  |  | 86.19 |  |  | 93.09 | 176.66 |  | 49025
49/8
ANNEX 'A' -
DRAWINGS FOR BUILDING SERVICES WORKS
Annex 'A'
SFA | SHAPE | [10 empty] | SFA | [5 empty] | SHAPE
No. | [11 empty] | No.
6 | 51
7 | 52
35 | 56
46 | 58
50 | 69
Annex A/1 | [17 empty] | NOT TO SCALE
Annex 'A'
SFA | SHAPE | [10 empty] | SFA | [5 empty] | SHAPE
No. | [11 empty] | No.
72 | 113
74 | 114
110 | 115
111 | 116
112 | 117
Annex A/2 | [17 empty] | NOT TO SCALE
Annex 'A'
SFA | SHAPE | [10 empty] | SFA | [5 empty] | SHAPE
No. | [11 empty] | No.
118 | 206
201 | 207
203 | 208
204 | 209
205 | 210
Annex A/3 | [17 empty] | NOT TO SCALE
Annex 'A'
SFA | SHAPE | [10 empty] | SFA | [5 empty] | SHAPE
No. | [11 empty] | No.
211 | 216
212 | 217
213 | 218
214 | 219
215 | 220
Annex A/4 | [17 empty] | NOT TO SCALE
Annex 'A'
SFA | SHAPE | [10 empty] | SFA | [5 empty] | SHAPE
No. | [11 empty] | No.
221 | 226
222 | 227
223 | 228
224 | 229
225 | 230
Annex A/5 | [17 empty] | NOT TO SCALE
Annex 'A'
SFA | SHAPE | [10 empty] | SFA | [5 empty] | SHAPE
No. | [11 empty] | No.
231 | 236
232 | 237
233 | 238
234 | 239
235 | 240
Annex A/6 | [17 empty] | NOT TO SCALE
Annex 'A'
SFA | SHAPE | [10 empty] | SFA | [5 empty] | SHAPE
No. | [11 empty] | No.
241 | 246
242 | 247
243 | 248
244 | 249
245 | 250
Annex A/7 | [17 empty] | NOT TO SCALE
Annex 'A'
SFA | SHAPE | [10 empty] | SFA | [5 empty] | SHAPE
No. | [11 empty] | No.
251 | 256
252 | 257
253 | 258
254 | 259
255 | 260
Annex A/8 | [17 empty] | NOT TO SCALE
Annex 'A'
SFA | SHAPE | [10 empty] | SFA | [5 empty] | SHAPE
No. | [11 empty] | No.
261 | 266
262 | 267
263
264
265
Annex A/9 | [17 empty] | NOT TO SCALE